## Instructions
LSLI Template Instructions
Detailed Inventory Add detailed service line information using the webform or Excel Template. Recommendations if using Excel Template: 1) Save a copy of the workbook to your hard drive or network drive. Consider adding the system PWS ID or other system identifier to the file name (e.g., Inventory Template_TX0000000) and indicating in the file name if this is the "initial" inventory or "update1", "update2", etc. 2) Each row in this worksheet represents one service line connecting the water main to the customer's plumbing. The worksheet is organized into sections: - Location Information - System-Owned Portion - Customer-Owned Portion - Other Potential Sources of Lead - Additional Information to Assign Tap Monitoring Tiering - Lead Service Line Replacement (LSLR) 3) Columns with aqua shading are required by the EPA LCRR. As explained in more detail on each field, entries for each field can either be selected from a dropdown menu or will require manual entry.

## LSLI
Location Information | [7 empty] | System-Owned Portion |  |  |  | Customer-Owned Portion |  |  | Entire Service Line | Other Potential Sources of Lead |  |  | Additional Information to Assign Tap Monitoring Tiering |  |  |  |  | Lead Service Line Replacement (LSLR)
Unique Service Line ID* | Street Number | Street Name* | City* | Zip Code* | Other Location Identifier | GPS Coordinate - Latitude (decimal degrees) | GPS Coordinates - Longitude (decimal degrees) | System-Owned Portion Service Line Material Classification* | If Non-Lead, Was Material Ever Previously Lead? | Service Line Installation Date | Notes | Customer-Owned Portion Service Line Material Classification* | Service Line Installation Date | Notes | Entire Service Line Material Classification (by Water System) | Is there a Lead Connector? | Is there Lead Solder in the Service Line? | List Other Fittings and Equipment Connected to the Service Line that Contain Lead | Building Type Connected to Service Line | Point-of-Entry or Point-of-Use Treatment Present? | Does the Interior Building Plumbing Contain Copper Pipes with Lead Solder Installed Before July 1, 1988? | Current LCR Sampling Site? | Sample Site Selection Criteria (Site Tier) | Date of System-Owned LSLR | Date of Customer-Owned LSLR
LSLI0001 | 201 | 10th St | Horseshoe Bay | 78657 |  |  |  | Non-Lead | No | Between 1989 and 2014 |  | Non-Lead | Between 1989 and 2014 |  | Non-Lead | Don't Know | Don't Know |  |  | No | No | No
LSLI0002 | 200 | 10th St | Horseshoe Bay | 78657 |  |  |  | Non-Lead | No | Between 1989 and 2014 |  | Non-Lead | Between 1989 and 2014 |  | Non-Lead | Don't Know | Don't Know |  |  | No | No | No
LSLI0003 | 204 | 10th St | Horseshoe Bay | 78657 |  |  |  | Non-Lead | No | Between 1989 and 2014 |  | Non-Lead | Between 1989 and 2014 |  | Non-Lead | Don't Know | Don't Know |  |  | No | No | No
LSLI0004 | 1400 | 12th St | Horseshoe Bay | 78657 |  |  |  | Non-Lead | No | Between 1989 and 2014 |  | Non-Lead | Between 1989 and 2014 |  | Non-Lead | Don't Know | Don't Know |  |  | No | No | No
LSLI0005 | 1401 | 14th St | Horseshoe Bay | 78657 |  |  |  | Non-Lead | No | Between 1989 and 2014 |  | Non-Lead | Between 1989 and 2014 |  | Non-Lead | Don't Know | Don't Know |  |  | No | No | No
LSLI0006 | 1400 | 15th St | Horseshoe Bay | 78657 |  |  |  | Non-Lead | No | Between 1989 and 2014 |  | Non-Lead | Between 1989 and 2014 |  | Non-Lead | Don't Know | Don't Know |  |  | No | No | No
LSLI0007 | 1403 | 15th St | Horseshoe Bay | 78657 |  |  |  | Non-Lead | No | Between 1989 and 2014 |  | Non-Lead | Between 1989 and 2014 |  | Non-Lead | Don't Know | Don't Know |  |  | No | No | No
LSLI0008 | 1400 | 16th St | Horseshoe Bay | 78657 |  |  |  | Non-Lead | No | After 2014 |  | Non-Lead | After 2014 |  | Non-Lead | No | No |  |  | No | No | No
LSLI0009 | 1405 | 16th St | Horseshoe Bay | 78657 |  |  |  | Non-Lead | No | Between 1989 and 2014 |  | Non-Lead | Between 1989 and 2014 |  | Non-Lead | Don't Know | Don't Know |  |  | No | No | No
LSLI0010 | 1400 | 17th St | Horseshoe Bay | 78657 |  |  |  | Non-Lead | No | Between 1989 and 2014 |  | Non-Lead | Between 1989 and 2014 |  | Non-Lead | Don't Know | Don't Know |  |  | No | No | No
LSLI0011 | 203 | 17th St | Horseshoe Bay | 78657 |  |  |  | Non-Lead | No | After 2014 |  | Non-Lead | After 2014 |  | Non-Lead | No | No |  |  | No | No | No
LSLI0012 | 205 | 18th St | Horseshoe Bay | 78657 |  |  |  | Non-Lead | No | Between 1989 and 2014 |  | Non-Lead | Between 1989 and 2014 |  | Non-Lead | Don't Know | Don't Know |  |  | No | No | No
LSLI0013 | 200 | 18th St | Horseshoe Bay | 78657 |  |  |  | Non-Lead | No | Between 1989 and 2014 |  | Non-Lead | Between 1989 and 2014 |  | Non-Lead | Don't Know | Don't Know |  |  | No | No | No
LSLI0014 | 201 | 18th St | Horseshoe Bay | 78657 |  |  |  | Non-Lead | No | After 2014 |  | Non-Lead | After 2014 |  | Non-Lead | No | No |  |  | No | No | No
LSLI0015 | 1405 | 19th St | Horseshoe Bay | 78657 |  |  |  | Non-Lead | No | Between 1989 and 2014 |  | Non-Lead | Between 1989 and 2014 |  | Non-Lead | Don't Know | Don't Know |  |  | No | No | No
LSLI0016 | 1410 | 19th St | Horseshoe Bay | 78657 |  |  |  | Non-Lead | No | Between 1989 and 2014 |  | Non-Lead | Between 1989 and 2014 |  | Non-Lead | Don't Know | Don't Know |  |  | No | No | No
LSLI0017 | 1402 | 19th St | Horseshoe Bay | 78657 |  |  |  | Non-Lead | No | Between 1989 and 2014 |  | Non-Lead | Between 1989 and 2014 |  | Non-Lead | Don't Know | Don't Know |  |  | No | No | No
LSLI0018 | 1413 | 19th St | Horseshoe Bay | 78657 |  |  |  | Non-Lead | No | After 2014 |  | Non-Lead | After 2014 |  | Non-Lead | No | No |  |  | No | No | No
LSLI0019 | 1500 | 19th St | Horseshoe Bay | 78657 |  |  |  | Non-Lead | No | After 2014 |  | Non-Lead | After 2014 |  | Non-Lead | No | No |  |  | No | No | No
LSLI0020 | 2203 | 1st St | Horseshoe Bay | 78657 |  |  |  | Non-Lead | No | Between 1989 and 2014 |  | Non-Lead | Between 1989 and 2014 |  | Non-Lead | Don't Know | Don't Know |  |  | No | No | No
LSLI0021 | 2100 | 1st St | Horseshoe Bay | 78657 |  |  |  | Non-Lead | No | Between 1989 and 2014 |  | Non-Lead | Between 1989 and 2014 |  | Non-Lead | Don't Know | Don't Know |  |  | No | No | No
LSLI0022 | 2101 | 1st St | Horseshoe Bay | 78657 |  |  |  | Non-Lead | No | After 2014 |  | Non-Lead | After 2014 |  | Non-Lead | No | No |  |  | No | No | No
LSLI0023 | 2201 | 1st St | Horseshoe Bay | 78657 |  |  |  | Non-Lead | No | After 2014 |  | Non-Lead | After 2014 |  | Non-Lead | No | No |  |  | No | No | No
LSLI0024 | 2105 | 1st St | Horseshoe Bay | 78657 |  |  |  | Non-Lead | No | After 2014 |  | Non-Lead | After 2014 |  | Non-Lead | No | No |  |  | No | No | No
LSLI0025 | 2104 | 1st St | Horseshoe Bay | 78657 |  |  |  | Non-Lead | No | After 2014 |  | Non-Lead | After 2014 |  | Non-Lead | No | No |  |  | No | No | No
LSLI0026 | 2204 | 1st St | Horseshoe Bay | 78657 |  |  |  | Non-Lead | No | After 2014 |  | Non-Lead | After 2014 |  | Non-Lead | No | No |  |  | No | No | No
LSLI0027 | 2205 | 1st St | Horseshoe Bay | 78657 |  |  |  | Non-Lead | No | After 2014 |  | Non-Lead | After 2014 |  | Non-Lead | No | No |  |  | No | No | No
LSLI0028 | 1502 | 20th St | Horseshoe Bay | 78657 |  |  |  | Non-Lead | No | Between 1989 and 2014 |  | Non-Lead | Between 1989 and 2014 |  | Non-Lead | Don't Know | Don't Know |  |  | No | No | No
LSLI0029 | 1409 | 21st St | Horseshoe Bay | 78657 |  |  |  | Non-Lead | No | Between 1989 and 2014 |  | Non-Lead | Between 1989 and 2014 |  | Non-Lead | Don't Know | Don't Know |  |  | No | No | No
LSLI0030 | 1400 | 21st St | Horseshoe Bay | 78657 |  |  |  | Non-Lead | No | Between 1989 and 2014 |  | Non-Lead | Between 1989 and 2014 |  | Non-Lead | Don't Know | Don't Know |  |  | No | No | No
LSLI0031 | 1407 | 21st St | Horseshoe Bay | 78657 |  |  |  | Non-Lead | No | After 2014 |  | Non-Lead | After 2014 |  | Non-Lead | No | No |  |  | No | No | No
LSLI0032 | 1408 | 22nd St | Horseshoe Bay | 78657 |  |  |  | Non-Lead | No | Between 1989 and 2014 |  | Non-Lead | Between 1989 and 2014 |  | Non-Lead | Don't Know | Don't Know |  |  | No | No | No
LSLI0033 | 1415 | 22nd St | Horseshoe Bay | 78657 |  |  |  | Non-Lead | No | Between 1989 and 2014 |  | Non-Lead | Between 1989 and 2014 |  | Non-Lead | Don't Know | Don't Know |  |  | No | No | No
LSLI0034 | 1407 | 22nd St | Horseshoe Bay | 78657 |  |  |  | Non-Lead | No | Between 1989 and 2014 |  | Non-Lead | Between 1989 and 2014 |  | Non-Lead | Don't Know | Don't Know |  |  | No | No | No
LSLI0035 | 1504 | 22nd St | Horseshoe Bay | 78657 |  |  |  | Non-Lead | No | Between 1989 and 2014 |  | Non-Lead | Between 1989 and 2014 |  | Non-Lead | Don't Know | Don't Know |  |  | No | No | No
LSLI0036 | 1509 | 22nd St | Horseshoe Bay | 78657 |  |  |  | Non-Lead | No | After 2014 |  | Non-Lead | After 2014 |  | Non-Lead | No | No |  |  | No | No | No
LSLI0037 | 1501 | 22nd St | Horseshoe Bay | 78657 |  |  |  | Non-Lead | No | After 2014 |  | Non-Lead | After 2014 |  | Non-Lead | No | No |  |  | No | No | No
LSLI0038 | 1505 | 22nd St | Horseshoe Bay | 78657 |  |  |  | Non-Lead | No | After 2014 |  | Non-Lead | After 2014 |  | Non-Lead | No | No |  |  | No | No | No
LSLI0039 | 1500 | 23rd St | Horseshoe Bay | 78657 |  |  |  | Non-Lead | No | Between 1989 and 2014 |  | Non-Lead | Between 1989 and 2014 |  | Non-Lead | Don't Know | Don't Know |  |  | No | No | No
LSLI0040 | 1406 | 23rd St | Horseshoe Bay | 78657 |  |  |  | Non-Lead | No | Between 1989 and 2014 |  | Non-Lead | Between 1989 and 2014 |  | Non-Lead | Don't Know | Don't Know |  |  | No | No | No
LSLI0041 | 1400 | 23rd St | Horseshoe Bay | 78657 |  |  |  | Non-Lead | No | After 2014 |  | Non-Lead | After 2014 |  | Non-Lead | No | No |  |  | No | No | No
LSLI0042 | 1404 | 24th St | Horseshoe Bay | 78657 |  |  |  | Non-Lead | No | After 2014 |  | Non-Lead | After 2014 |  | Non-Lead | No | No |  |  | No | No | No
LSLI0043 | 1410 | 24th St | Horseshoe Bay | 78657 |  |  |  | Non-Lead | No | Between 1989 and 2014 |  | Non-Lead | Between 1989 and 2014 |  | Non-Lead | Don't Know | Don't Know |  |  | No | No | No
LSLI0044 | 1400 | 24th St | Horseshoe Bay | 78657 |  |  |  | Non-Lead | No | Between 1989 and 2014 |  | Non-Lead | Between 1989 and 2014 |  | Non-Lead | Don't Know | Don't Know |  |  | No | No | No
LSLI0045 | 2203 | 25th St | Horseshoe Bay | 78657 |  |  |  | Non-Lead | No | After 2014 |  | Non-Lead | After 2014 |  | Non-Lead | No | No |  |  | No | No | No
LSLI0046 | 2100 | 26th St | Horseshoe Bay | 78657 |  |  |  | Non-Lead | No | Between 1989 and 2014 |  | Non-Lead | Between 1989 and 2014 |  | Non-Lead | Don't Know | Don't Know |  |  | No | No | No
LSLI0047 | 2101 | 27th St | Horseshoe Bay | 78657 |  |  |  | Non-Lead | No | Between 1989 and 2014 |  | Non-Lead | Between 1989 and 2014 |  | Non-Lead | Don't Know | Don't Know |  |  | No | No | No
LSLI0048 | 2101 | 28th St | Horseshoe Bay | 78657 |  |  |  | Non-Lead | No | Between 1989 and 2014 |  | Non-Lead | Between 1989 and 2014 |  | Non-Lead | Don't Know | Don't Know |  |  | No | No | No
LSLI0049 | 2105 | 28th St | Horseshoe Bay | 78657 |  |  |  | Non-Lead | No | Between 1989 and 2014 |  | Non-Lead | Between 1989 and 2014 |  | Non-Lead | Don't Know | Don't Know |  |  | No | No | No
LSLI0050 | 2102 | 28th St | Horseshoe Bay | 78657 |  |  |  | Non-Lead | No | Between 1989 and 2014 |  | Non-Lead | Between 1989 and 2014 |  | Non-Lead | Don't Know | Don't Know |  |  | No | No | No
LSLI0051 | 2206 | 29th St | Horseshoe Bay | 78657 |  |  |  | Non-Lead | No | After 2014 |  | Non-Lead | After 2014 |  | Non-Lead | No | No |  |  | No | No | No
LSLI0052 | 2103 | 2nd St | Horseshoe Bay | 78657 |  |  |  | Non-Lead | No | After 2014 |  | Non-Lead | After 2014 |  | Non-Lead | No | No |  |  | No | No | No
LSLI0053 | 2205 | 30th St | Horseshoe Bay | 78657 |  |  |  | Non-Lead | No | Between 1989 and 2014 |  | Non-Lead | Between 1989 and 2014 |  | Non-Lead | Don't Know | Don't Know |  |  | No | No | No
LSLI0054 | 2103 | 30th St | Horseshoe Bay | 78657 |  |  |  | Non-Lead | No | Between 1989 and 2014 |  | Non-Lead | Between 1989 and 2014 |  | Non-Lead | Don't Know | Don't Know |  |  | No | No | No
LSLI0055 | 2204 | 30th St | Horseshoe Bay | 78657 |  |  |  | Non-Lead | No | After 2014 |  | Non-Lead | After 2014 |  | Non-Lead | No | No |  |  | No | No | No
LSLI0056 | 2204 | 31st St | Horseshoe Bay | 78657 |  |  |  | Non-Lead | No | Between 1989 and 2014 |  | Non-Lead | Between 1989 and 2014 |  | Non-Lead | Don't Know | Don't Know |  |  | No | No | No
LSLI0057 | 2205 | 32nd St | Horseshoe Bay | 78657 |  |  |  | Non-Lead | No | Between 1989 and 2014 |  | Non-Lead | Between 1989 and 2014 |  | Non-Lead | Don't Know | Don't Know |  |  | No | No | No
LSLI0058 | 2210 | 32nd St | Horseshoe Bay | 78657 |  |  |  | Non-Lead | No | After 2014 |  | Non-Lead | After 2014 |  | Non-Lead | No | No |  |  | No | No | No
LSLI0059 | 205 | 33rd St | Horseshoe Bay | 78657 |  |  |  | Non-Lead | No | After 2014 |  | Non-Lead | After 2014 |  | Non-Lead | No | No |  |  | No | No | No
LSLI0060 | 208 | 33rd St | Horseshoe Bay | 78657 |  |  |  | Non-Lead | No | After 2014 |  | Non-Lead | After 2014 |  | Non-Lead | No | No |  |  | No | No | No
LSLI0061 | 2201 | 34th St | Horseshoe Bay | 78657 |  |  |  | Non-Lead | No | Between 1989 and 2014 |  | Non-Lead | Between 1989 and 2014 |  | Non-Lead | Don't Know | Don't Know |  |  | No | No | No
LSLI0062 | 2114 | 35th St | Horseshoe Bay | 78657 |  |  |  | Non-Lead | No | After 2014 |  | Non-Lead | After 2014 |  | Non-Lead | No | No |  |  | No | No | No
LSLI0063 | 201 | 36th St | Horseshoe Bay | 78657 |  |  |  | Non-Lead | No | After 2014 |  | Non-Lead | After 2014 |  | Non-Lead | No | No |  |  | No | No | No
LSLI0064 | 209 | 37th St | Horseshoe Bay | 78657 |  |  |  | Non-Lead | No | Between 1989 and 2014 |  | Non-Lead | Between 1989 and 2014 |  | Non-Lead | Don't Know | Don't Know |  |  | No | No | No
LSLI0065 | 204 | 39th St | Horseshoe Bay | 78657 |  |  |  | Non-Lead | No | Between 1989 and 2014 |  | Non-Lead | Between 1989 and 2014 |  | Non-Lead | Don't Know | Don't Know |  |  | No | No | No
LSLI0066 | 203 | 39th St | Horseshoe Bay | 78657 |  |  |  | Non-Lead | No | Between 1989 and 2014 |  | Non-Lead | Between 1989 and 2014 |  | Non-Lead | Don't Know | Don't Know |  |  | No | No | No
LSLI0067 | 2100 | 3rd St | Horseshoe Bay | 78657 |  |  |  | Non-Lead | No | Between 1989 and 2014 |  | Non-Lead | Between 1989 and 2014 |  | Non-Lead | Don't Know | Don't Know |  |  | No | No | No
LSLI0068 | 2205 | 3rd St | Horseshoe Bay | 78657 |  |  |  | Non-Lead | No | Between 1989 and 2014 |  | Non-Lead | Between 1989 and 2014 |  | Non-Lead | Don't Know | Don't Know |  |  | No | No | No
LSLI0069 | 2203 | 3rd St | Horseshoe Bay | 78657 |  |  |  | Non-Lead | No | After 2014 |  | Non-Lead | After 2014 |  | Non-Lead | No | No |  |  | No | No | No
LSLI0070 | 204 | 40th St | Horseshoe Bay | 78657 |  |  |  | Non-Lead | No | Between 1989 and 2014 |  | Non-Lead | Between 1989 and 2014 |  | Non-Lead | Don't Know | Don't Know |  |  | No | No | No
LSLI0071 | 201 | 40th St | Horseshoe Bay | 78657 |  |  |  | Non-Lead | No | Between 1989 and 2014 |  | Non-Lead | Between 1989 and 2014 |  | Non-Lead | Don't Know | Don't Know |  |  | No | No | No
LSLI0072 | 101 | 41st St | Horseshoe Bay | 78657 |  |  |  | Non-Lead | No | Between 1989 and 2014 |  | Non-Lead | Between 1989 and 2014 |  | Non-Lead | Don't Know | Don't Know |  |  | No | No | No
LSLI0073 | 205 | 43rd St | Horseshoe Bay | 78657 |  |  |  | Non-Lead | No | Between 1989 and 2014 |  | Non-Lead | Between 1989 and 2014 |  | Non-Lead | Don't Know | Don't Know |  |  | No | No | No
LSLI0074 | 201 | 44th St | Horseshoe Bay | 78657 |  |  |  | Non-Lead | No | Between 1989 and 2014 |  | Non-Lead | Between 1989 and 2014 |  | Non-Lead | Don't Know | Don't Know |  |  | No | No | No
LSLI0075 | 208 | 46th St | Horseshoe Bay | 78657 |  |  |  | Non-Lead | No | Between 1989 and 2014 |  | Non-Lead | Between 1989 and 2014 |  | Non-Lead | Don't Know | Don't Know |  |  | No | No | No
LSLI0076 | 209 | 47th St | Horseshoe Bay | 78657 |  |  |  | Non-Lead | No | Between 1989 and 2014 |  | Non-Lead | Between 1989 and 2014 |  | Non-Lead | Don't Know | Don't Know |  |  | No | No | No
LSLI0077 | 203 | 49th St | Horseshoe Bay | 78657 |  |  |  | Non-Lead | No | Between 1989 and 2014 |  | Non-Lead | Between 1989 and 2014 |  | Non-Lead | Don't Know | Don't Know |  |  | No | No | No
LSLI0078 | 200 | 49th St | Horseshoe Bay | 78657 |  |  |  | Non-Lead | No | Between 1989 and 2014 |  | Non-Lead | Between 1989 and 2014 |  | Non-Lead | Don't Know | Don't Know |  |  | No | No | No
LSLI0079 | 2105 | 4th St | Horseshoe Bay | 78657 |  |  |  | Non-Lead | No | Between 1989 and 2014 |  | Non-Lead | Between 1989 and 2014 |  | Non-Lead | Don't Know | Don't Know |  |  | No | No | No
LSLI0080 | 102 | 50th St | Horseshoe Bay | 78657 |  |  |  | Non-Lead | No | Between 1989 and 2014 |  | Non-Lead | Between 1989 and 2014 |  | Non-Lead | Don't Know | Don't Know |  |  | No | No | No
LSLI0081 | 207 | 51st St | Horseshoe Bay | 78657 |  |  |  | Non-Lead | No | Between 1989 and 2014 |  | Non-Lead | Between 1989 and 2014 |  | Non-Lead | Don't Know | Don't Know |  |  | No | No | No
LSLI0082 | 107 | 52nd St | Horseshoe Bay | 78657 |  |  |  | Non-Lead | No | Between 1989 and 2014 |  | Non-Lead | Between 1989 and 2014 |  | Non-Lead | Don't Know | Don't Know |  |  | No | No | No
LSLI0083 | 103 | 52nd St | Horseshoe Bay | 78657 |  |  |  | Non-Lead | No | After 2014 |  | Non-Lead | After 2014 |  | Non-Lead | No | No |  |  | No | No | No
LSLI0084 | 4602 | 53rd St | Horseshoe Bay | 78657 |  |  |  | Non-Lead | No | After 2014 |  | Non-Lead | After 2014 |  | Non-Lead | No | No |  |  | No | No | No
LSLI0085 | 4606 | 54th St | Horseshoe Bay | 78657 |  |  |  | Non-Lead | No | Between 1989 and 2014 |  | Non-Lead | Between 1989 and 2014 |  | Non-Lead | Don't Know | Don't Know |  |  | No | No | No
LSLI0086 | 4603 | 54th St | Horseshoe Bay | 78657 |  |  |  | Non-Lead | No | Between 1989 and 2014 |  | Non-Lead | Between 1989 and 2014 |  | Non-Lead | Don't Know | Don't Know |  |  | No | No | No
LSLI0087 | 103 | 55th St | Horseshoe Bay | 78657 |  |  |  | Non-Lead | No | Between 1989 and 2014 |  | Non-Lead | Between 1989 and 2014 |  | Non-Lead | Don't Know | Don't Know |  |  | No | No | No
LSLI0088 | 201 | 55th St | Horseshoe Bay | 78657 |  |  |  | Non-Lead | No | After 2014 |  | Non-Lead | After 2014 |  | Non-Lead | No | No |  |  | No | No | No
LSLI0089 | 101 | 57th St | Horseshoe Bay | 78657 |  |  |  | Non-Lead | No | Between 1989 and 2014 |  | Non-Lead | Between 1989 and 2014 |  | Non-Lead | Don't Know | Don't Know |  |  | No | No | No
LSLI0090 | 202 | 58th St | Horseshoe Bay | 78657 |  |  |  | Non-Lead | No | Between 1989 and 2014 |  | Non-Lead | Between 1989 and 2014 |  | Non-Lead | Don't Know | Don't Know |  |  | No | No | No
LSLI0091 | 2100 | 5th St | Horseshoe Bay | 78657 |  |  |  | Non-Lead | No | Between 1989 and 2014 |  | Non-Lead | Between 1989 and 2014 |  | Non-Lead | Don't Know | Don't Know |  |  | No | No | No
LSLI0092 | 105 | 61st St | Horseshoe Bay | 78657 |  |  |  | Non-Lead | No | After 2014 |  | Non-Lead | After 2014 |  | Non-Lead | No | No |  |  | No | No | No
LSLI0093 | 100 | 65th St | Horseshoe Bay | 78657 |  |  |  | Non-Lead | No | Between 1989 and 2014 |  | Non-Lead | Between 1989 and 2014 |  | Non-Lead | Don't Know | Don't Know |  |  | No | No | No
LSLI0094 | 104 | 65th St | Horseshoe Bay | 78657 |  |  |  | Non-Lead | No | After 2014 |  | Non-Lead | After 2014 |  | Non-Lead | No | No |  |  | No | No | No
LSLI0095 | 1404 | 67th St | Horseshoe Bay | 78657 |  |  |  | Non-Lead | No | After 2014 |  | Non-Lead | After 2014 |  | Non-Lead | No | No |  |  | No | No | No
LSLI0096 | 106 | 8th St | Horseshoe Bay | 78657 |  |  |  | Non-Lead | No | Between 1989 and 2014 |  | Non-Lead | Between 1989 and 2014 |  | Non-Lead | Don't Know | Don't Know |  |  | No | No | No
LSLI0097 | 101 | 8th St | Horseshoe Bay | 78657 |  |  |  | Non-Lead | No | Between 1989 and 2014 |  | Non-Lead | Between 1989 and 2014 |  | Non-Lead | Don't Know | Don't Know |  |  | No | No | No
LSLI0098 | 107 | Acacia | Horseshoe Bay | 78657 |  |  |  | Non-Lead | No | Between 1989 and 2014 |  | Non-Lead | Between 1989 and 2014 |  | Non-Lead | Don't Know | Don't Know |  |  | No | No | No
LSLI0099 | 93 | Lachite | Horseshoe Bay | 78657 |  |  |  | Non-Lead | No | Between 1989 and 2014 |  | Non-Lead | Between 1989 and 2014 |  | Non-Lead | Don't Know | Don't Know |  |  | No | No | No
LSLI0100 | 99 | Lachite | Horseshoe Bay | 78657 |  |  |  | Non-Lead | No | Between 1989 and 2014 |  | Non-Lead | Between 1989 and 2014 |  | Non-Lead | Don't Know | Don't Know |  |  | No | No | No
LSLI0101 | 95 | Lachite | Horseshoe Bay | 78657 |  |  |  | Non-Lead | No | Between 1989 and 2014 |  | Non-Lead | Between 1989 and 2014 |  | Non-Lead | Don't Know | Don't Know |  |  | No | No | No
LSLI0102 | 97 | Lachite | Horseshoe Bay | 78657 |  |  |  | Non-Lead | No | Between 1989 and 2014 |  | Non-Lead | Between 1989 and 2014 |  | Non-Lead | Don't Know | Don't Know |  |  | No | No | No
LSLI0103 | 1300 | Air Park | Horseshoe Bay | 78657 |  |  |  | Non-Lead | No | Between 1989 and 2014 |  | Non-Lead | Between 1989 and 2014 |  | Non-Lead | Don't Know | Don't Know |  |  | No | No | No
LSLI0104 | 1515 | Air Park | Horseshoe Bay | 78657 |  |  |  | Non-Lead | No | Between 1989 and 2014 |  | Non-Lead | Between 1989 and 2014 |  | Non-Lead | Don't Know | Don't Know |  |  | No | No | No
LSLI0105 | 1402 | Air Park | Horseshoe Bay | 78657 |  |  |  | Non-Lead | No | Between 1989 and 2014 |  | Non-Lead | Between 1989 and 2014 |  | Non-Lead | Don't Know | Don't Know |  |  | No | No | No
LSLI0106 | 1301 | Air Park | Horseshoe Bay | 78657 |  |  |  | Non-Lead | No | Between 1989 and 2014 |  | Non-Lead | Between 1989 and 2014 |  | Non-Lead | Don't Know | Don't Know |  |  | No | No | No
LSLI0107 | 1415 | Air Park | Horseshoe Bay | 78657 |  |  |  | Non-Lead | No | After 2014 |  | Non-Lead | After 2014 |  | Non-Lead | No | No |  |  | No | No | No
LSLI0108 | 1531 | Air Park Terminal | Horseshoe Bay | 78657 |  |  |  | Non-Lead | No | Between 1989 and 2014 |  | Non-Lead | Between 1989 and 2014 |  | Non-Lead | Don't Know | Don't Know |  |  | No | No | No
LSLI0109 | 302 | Alabaster | Horseshoe Bay | 78657 |  |  |  | Non-Lead | No | Between 1989 and 2014 |  | Non-Lead | Between 1989 and 2014 |  | Non-Lead | Don't Know | Don't Know |  |  | No | No | No
LSLI0110 | 309 | Alabaster | Horseshoe Bay | 78657 |  |  |  | Non-Lead | No | After 2014 |  | Non-Lead | After 2014 |  | Non-Lead | No | No |  |  | No | No | No
LSLI0111 | 102 | Alameda | Horseshoe Bay | 78657 |  |  |  | Non-Lead | No | Between 1989 and 2014 |  | Non-Lead | Between 1989 and 2014 |  | Non-Lead | Don't Know | Don't Know |  |  | No | No | No
LSLI0112 | 100 | Alameda | Horseshoe Bay | 78657 |  |  |  | Non-Lead | No | Between 1989 and 2014 |  | Non-Lead | Between 1989 and 2014 |  | Non-Lead | Don't Know | Don't Know |  |  | No | No | No
LSLI0113 | 103 | Alameda | Horseshoe Bay | 78657 |  |  |  | Non-Lead | No | After 2014 |  | Non-Lead | After 2014 |  | Non-Lead | No | No |  |  | No | No | No
LSLI0114 | 105 | Alamo Ct | Horseshoe Bay | 78657 |  |  |  | Non-Lead | No | Between 1989 and 2014 |  | Non-Lead | Between 1989 and 2014 |  | Non-Lead | Don't Know | Don't Know |  |  | No | No | No
LSLI0115 | 107 | Alamo Ct | Horseshoe Bay | 78657 |  |  |  | Non-Lead | No | Between 1989 and 2014 |  | Non-Lead | Between 1989 and 2014 |  | Non-Lead | Don't Know | Don't Know |  |  | No | No | No
LSLI0116 | 104 | Alamo Ct | Horseshoe Bay | 78657 |  |  |  | Non-Lead | No | Between 1989 and 2014 |  | Non-Lead | Between 1989 and 2014 |  | Non-Lead | Don't Know | Don't Know |  |  | No | No | No
LSLI0117 | 112 | Alexis Ln | Horseshoe Bay | 78657 |  |  |  | Non-Lead | No | Between 1989 and 2014 |  | Non-Lead | Between 1989 and 2014 |  | Non-Lead | Don't Know | Don't Know |  |  | No | No | No
LSLI0118 | 106 | Alexis Ln | Horseshoe Bay | 78657 |  |  |  | Non-Lead | No | After 2014 |  | Non-Lead | After 2014 |  | Non-Lead | No | No |  |  | No | No | No
LSLI0119 | 115 | Amethyst | Horseshoe Bay | 78657 |  |  |  | Non-Lead | No | Between 1989 and 2014 |  | Non-Lead | Between 1989 and 2014 |  | Non-Lead | Don't Know | Don't Know |  |  | No | No | No
LSLI0120 | 110 | Amethyst | Horseshoe Bay | 78657 |  |  |  | Non-Lead | No | Between 1989 and 2014 |  | Non-Lead | Between 1989 and 2014 |  | Non-Lead | Don't Know | Don't Know |  |  | No | No | No
LSLI0121 | 112 | Amethyst | Horseshoe Bay | 78657 |  |  |  | Non-Lead | No | Between 1989 and 2014 |  | Non-Lead | Between 1989 and 2014 |  | Non-Lead | Don't Know | Don't Know |  |  | No | No | No
LSLI0122 | 107 | Amethyst | Horseshoe Bay | 78657 |  |  |  | Non-Lead | No | Between 1989 and 2014 |  | Non-Lead | Between 1989 and 2014 |  | Non-Lead | Don't Know | Don't Know |  |  | No | No | No
LSLI0123 | 104 | Amethyst | Horseshoe Bay | 78657 |  |  |  | Non-Lead | No | After 2014 |  | Non-Lead | After 2014 |  | Non-Lead | No | No |  |  | No | No | No
LSLI0124 | 116 | Amethyst | Horseshoe Bay | 78657 |  |  |  | Non-Lead | No | After 2014 |  | Non-Lead | After 2014 |  | Non-Lead | No | No |  |  | No | No | No
LSLI0125 | 105 | Amiata Dr | Horseshoe Bay | 78657 |  |  |  | Non-Lead | No | After 2014 |  | Non-Lead | After 2014 |  | Non-Lead | No | No |  |  | No | No | No
LSLI0126 | 113 | Amiata Dr | Horseshoe Bay | 78657 |  |  |  | Non-Lead | No | After 2014 |  | Non-Lead | After 2014 |  | Non-Lead | No | No |  |  | No | No | No
LSLI0127 | 109 | Amiata Dr | Horseshoe Bay | 78657 |  |  |  | Non-Lead | No | After 2014 |  | Non-Lead | After 2014 |  | Non-Lead | No | No |  |  | No | No | No
LSLI0128 | 101 | Amiata Dr | Horseshoe Bay | 78657 |  |  |  | Non-Lead | No | After 2014 |  | Non-Lead | After 2014 |  | Non-Lead | No | No |  |  | No | No | No
LSLI0129 | 100 | Anchor Point | Horseshoe Bay | 78657 |  |  |  | Non-Lead | No | Between 1989 and 2014 |  | Non-Lead | Between 1989 and 2014 |  | Non-Lead | Don't Know | Don't Know |  |  | No | No | No
LSLI0130 | 106 | Anchor Pt | Horseshoe Bay | 78657 |  |  |  | Non-Lead | No | Between 1989 and 2014 |  | Non-Lead | Between 1989 and 2014 |  | Non-Lead | Don't Know | Don't Know |  |  | No | No | No
LSLI0131 | 103 | Anchor Pt | Horseshoe Bay | 78657 |  |  |  | Non-Lead | No | Between 1989 and 2014 |  | Non-Lead | Between 1989 and 2014 |  | Non-Lead | Don't Know | Don't Know |  |  | No | No | No
LSLI0132 | 104 | Anchor Pt | Horseshoe Bay | 78657 |  |  |  | Non-Lead | No | Between 1989 and 2014 |  | Non-Lead | Between 1989 and 2014 |  | Non-Lead | Don't Know | Don't Know |  |  | No | No | No
LSLI0133 | 106 | Apache Dr | Horseshoe Bay | 78657 |  |  |  | Non-Lead | No | Between 1989 and 2014 |  | Non-Lead | Between 1989 and 2014 |  | Non-Lead | Don't Know | Don't Know |  |  | No | No | No
LSLI0134 | 202 | Apache Dr | Horseshoe Bay | 78657 |  |  |  | Non-Lead | No | Between 1989 and 2014 |  | Non-Lead | Between 1989 and 2014 |  | Non-Lead | Don't Know | Don't Know |  |  | No | No | No
LSLI0135 | 101 | Apache Dr | Horseshoe Bay | 78657 |  |  |  | Non-Lead | No | Between 1989 and 2014 |  | Non-Lead | Between 1989 and 2014 |  | Non-Lead | Don't Know | Don't Know |  |  | No | No | No
LSLI0136 | 200 | Apache Dr | Horseshoe Bay | 78657 |  |  |  | Non-Lead | No | After 2014 |  | Non-Lead | After 2014 |  | Non-Lead | No | No |  |  | No | No | No
LSLI0137 | 107 | Apache Dr | Horseshoe Bay | 78657 |  |  |  | Non-Lead | No | After 2014 |  | Non-Lead | After 2014 |  | Non-Lead | No | No |  |  | No | No | No
LSLI0138 | 201 | Apache Dr | Horseshoe Bay | 78657 |  |  |  | Non-Lead | No | After 2014 |  | Non-Lead | After 2014 |  | Non-Lead | No | No |  |  | No | No | No
LSLI0139 | 1100 | Apache Tears | Horseshoe Bay | 78657 |  |  |  | Non-Lead | No | Between 1989 and 2014 |  | Non-Lead | Between 1989 and 2014 |  | Non-Lead | Don't Know | Don't Know |  |  | No | No | No
LSLI0140 | 205 | Apache Tears | Horseshoe Bay | 78657 |  |  |  | Non-Lead | No | Between 1989 and 2014 |  | Non-Lead | Between 1989 and 2014 |  | Non-Lead | Don't Know | Don't Know |  |  | No | No | No
LSLI0141 | 831 | Apache Tears | Horseshoe Bay | 78657 |  |  |  | Non-Lead | No | Between 1989 and 2014 |  | Non-Lead | Between 1989 and 2014 |  | Non-Lead | Don't Know | Don't Know |  |  | No | No | No
LSLI0142 | 1124 | Apache Tears | Horseshoe Bay | 78657 |  |  |  | Non-Lead | No | Between 1989 and 2014 |  | Non-Lead | Between 1989 and 2014 |  | Non-Lead | Don't Know | Don't Know |  |  | No | No | No
LSLI0143 | 709 | Apache Tears | Horseshoe Bay | 78657 |  |  |  | Non-Lead | No | Between 1989 and 2014 |  | Non-Lead | Between 1989 and 2014 |  | Non-Lead | Don't Know | Don't Know |  |  | No | No | No
LSLI0144 | 835 | Apache Tears | Horseshoe Bay | 78657 |  |  |  | Non-Lead | No | Between 1989 and 2014 |  | Non-Lead | Between 1989 and 2014 |  | Non-Lead | Don't Know | Don't Know |  |  | No | No | No
LSLI0145 | 1137 | Apache Tears | Horseshoe Bay | 78657 |  |  |  | Non-Lead | No | Between 1989 and 2014 |  | Non-Lead | Between 1989 and 2014 |  | Non-Lead | Don't Know | Don't Know |  |  | No | No | No
LSLI0146 | 1313 | Apache Tears | Horseshoe Bay | 78657 |  |  |  | Non-Lead | No | Between 1989 and 2014 |  | Non-Lead | Between 1989 and 2014 |  | Non-Lead | Don't Know | Don't Know |  |  | No | No | No
LSLI0147 | 1325 | Apache Tears | Horseshoe Bay | 78657 |  |  |  | Non-Lead | No | Between 1989 and 2014 |  | Non-Lead | Between 1989 and 2014 |  | Non-Lead | Don't Know | Don't Know |  |  | No | No | No
LSLI0148 | 1512 | Apache Tears | Horseshoe Bay | 78657 |  |  |  | Non-Lead | No | Between 1989 and 2014 |  | Non-Lead | Between 1989 and 2014 |  | Non-Lead | Don't Know | Don't Know |  |  | No | No | No
LSLI0149 | 413 | Apache Tears | Horseshoe Bay | 78657 |  |  |  | Non-Lead | No | Between 1989 and 2014 |  | Non-Lead | Between 1989 and 2014 |  | Non-Lead | Don't Know | Don't Know |  |  | No | No | No
LSLI0150 | 1321 | Apache Tears | Horseshoe Bay | 78657 |  |  |  | Non-Lead | No | Between 1989 and 2014 |  | Non-Lead | Between 1989 and 2014 |  | Non-Lead | Don't Know | Don't Know |  |  | No | No | No
LSLI0151 | 1300 | Apache Tears | Horseshoe Bay | 78657 |  |  |  | Non-Lead | No | Between 1989 and 2014 |  | Non-Lead | Between 1989 and 2014 |  | Non-Lead | Don't Know | Don't Know |  |  | No | No | No
LSLI0152 | 615 | Apache Tears | Horseshoe Bay | 78657 |  |  |  | Non-Lead | No | Between 1989 and 2014 |  | Non-Lead | Between 1989 and 2014 |  | Non-Lead | Don't Know | Don't Know |  |  | No | No | No
LSLI0153 | 306 | Apache Tears | Horseshoe Bay | 78657 |  |  |  | Non-Lead | No | After 2014 |  | Non-Lead | After 2014 |  | Non-Lead | No | No |  |  | No | No | No
LSLI0154 | 315 | Apache Tears | Horseshoe Bay | 78657 |  |  |  | Non-Lead | No | After 2014 |  | Non-Lead | After 2014 |  | Non-Lead | No | No |  |  | No | No | No
LSLI0155 | 503 | Apache Tears | Horseshoe Bay | 78657 |  |  |  | Non-Lead | No | After 2014 |  | Non-Lead | After 2014 |  | Non-Lead | No | No |  |  | No | No | No
LSLI0156 | 711 | Apache Tears | Horseshoe Bay | 78657 |  |  |  | Non-Lead | No | After 2014 |  | Non-Lead | After 2014 |  | Non-Lead | No | No |  |  | No | No | No
LSLI0157 | 405 | Apache Tears | Horseshoe Bay | 78657 |  |  |  | Non-Lead | No | After 2014 |  | Non-Lead | After 2014 |  | Non-Lead | No | No |  |  | No | No | No
LSLI0158 | 506 | Apache Tears | Horseshoe Bay | 78657 |  |  |  | Non-Lead | No | After 2014 |  | Non-Lead | After 2014 |  | Non-Lead | No | No |  |  | No | No | No
LSLI0159 | 124 | Apache Tears | Horseshoe Bay | 78657 |  |  |  | Non-Lead | No | After 2014 |  | Non-Lead | After 2014 |  | Non-Lead | No | No |  |  | No | No | No
LSLI0160 | 805 | Apache Tears | Horseshoe Bay | 78657 |  |  |  | Non-Lead | No | After 2014 |  | Non-Lead | After 2014 |  | Non-Lead | No | No |  |  | No | No | No
LSLI0161 | 1149 | Apache Tears | Horseshoe Bay | 78657 |  |  |  | Non-Lead | No | After 2014 |  | Non-Lead | After 2014 |  | Non-Lead | No | No |  |  | No | No | No
LSLI0162 | 804 | Apache Tears | Horseshoe Bay | 78657 |  |  |  | Non-Lead | No | After 2014 |  | Non-Lead | After 2014 |  | Non-Lead | No | No |  |  | No | No | No
LSLI0163 | 805 | Apache Tears | Horseshoe Bay | 78657 |  |  |  | Non-Lead | No | After 2014 |  | Non-Lead | After 2014 |  | Non-Lead | No | No |  |  | No | No | No
LSLI0164 | 1329 | Apache Tears | Horseshoe Bay | 78657 |  |  |  | Non-Lead | No | After 2014 |  | Non-Lead | After 2014 |  | Non-Lead | No | No |  |  | No | No | No
LSLI0165 | 1204 | Apache Tears | Horseshoe Bay | 78657 |  |  |  | Non-Lead | No | After 2014 |  | Non-Lead | After 2014 |  | Non-Lead | No | No |  |  | No | No | No
LSLI0166 | 1419 | Apache Tears | Horseshoe Bay | 78657 |  |  |  | Non-Lead | No | After 2014 |  | Non-Lead | After 2014 |  | Non-Lead | No | No |  |  | No | No | No
LSLI0167 | 1417 | Apache Tears | Horseshoe Bay | 78657 |  |  |  | Non-Lead | No | After 2014 |  | Non-Lead | After 2014 |  | Non-Lead | No | No |  |  | No | No | No
LSLI0168 | 1505 | Apache Tears | Horseshoe Bay | 78657 |  |  |  | Non-Lead | No | After 2014 |  | Non-Lead | After 2014 |  | Non-Lead | No | No |  |  | No | No | No
LSLI0169 | 701 | Apache Tears | Horseshoe Bay | 78657 |  |  |  | Non-Lead | No | After 2014 |  | Non-Lead | After 2014 |  | Non-Lead | No | No |  |  | No | No | No
LSLI0170 | 1401 | Apache Tears | Horseshoe Bay | 78657 |  |  |  | Non-Lead | No | After 2014 |  | Non-Lead | After 2014 |  | Non-Lead | No | No |  |  | No | No | No
LSLI0171 | 1421 | Apache Tears | Horseshoe Bay | 78657 |  |  |  | Non-Lead | No | After 2014 |  | Non-Lead | After 2014 |  | Non-Lead | No | No |  |  | No | No | No
LSLI0172 | 1317 | Apache Tears | Horseshoe Bay | 78657 |  |  |  | Non-Lead | No | After 2014 |  | Non-Lead | After 2014 |  | Non-Lead | No | No |  |  | No | No | No
LSLI0173 | 1425 | Apache Tears | Horseshoe Bay | 78657 |  |  |  | Non-Lead | No | After 2014 |  | Non-Lead | After 2014 |  | Non-Lead | No | No |  |  | No | No | No
LSLI0174 | 1217 | Apache Tears | Horseshoe Bay | 78657 |  |  |  | Non-Lead | No | After 2014 |  | Non-Lead | After 2014 |  | Non-Lead | No | No |  |  | No | No | No
LSLI0175 | 314 | Apache Tears | Horseshoe Bay | 78657 |  |  |  | Non-Lead | No | After 2014 |  | Non-Lead | After 2014 |  | Non-Lead | No | No |  |  | No | No | No
LSLI0176 | 1415 | Apache Tears | Horseshoe Bay | 78657 |  |  |  | Non-Lead | No | After 2014 |  | Non-Lead | After 2014 |  | Non-Lead | No | No |  |  | No | No | No
LSLI0177 | 1413 | Apache Tears | Horseshoe Bay | 78657 |  |  |  | Non-Lead | No | After 2014 |  | Non-Lead | After 2014 |  | Non-Lead | No | No |  |  | No | No | No
LSLI0178 | 318 | Apache Tears | Horseshoe Bay | 78657 |  |  |  | Non-Lead | No | After 2014 |  | Non-Lead | After 2014 |  | Non-Lead | No | No |  |  | No | No | No
LSLI0179 | 700 | Apache Tears | Horseshoe Bay | 78657 |  |  |  | Non-Lead | No | After 2014 |  | Non-Lead | After 2014 |  | Non-Lead | No | No |  |  | No | No | No
LSLI0180 | 1305 | Apache Tears | Horseshoe Bay | 78657 |  |  |  | Non-Lead | No | After 2014 |  | Non-Lead | After 2014 |  | Non-Lead | No | No |  |  | No | No | No
LSLI0181 | 604 | Apache Tears | Horseshoe Bay | 78657 |  |  |  | Non-Lead | No | After 2014 |  | Non-Lead | After 2014 |  | Non-Lead | No | No |  |  | No | No | No
LSLI0182 | 1508 | Apache Tears | Horseshoe Bay | 78657 |  |  |  | Non-Lead | No | After 2014 |  | Non-Lead | After 2014 |  | Non-Lead | No | No |  |  | No | No | No
LSLI0183 | 1409 | Apache Tears | Horseshoe Bay | 78657 |  |  |  | Non-Lead | No | After 2014 |  | Non-Lead | After 2014 |  | Non-Lead | No | No |  |  | No | No | No
LSLI0184 | 505 | Apache Tears | Horseshoe Bay | 78657 |  |  |  | Non-Lead | No | After 2014 |  | Non-Lead | After 2014 |  | Non-Lead | No | No |  |  | No | No | No
LSLI0185 | 613 | Apache Tears | Horseshoe Bay | 78657 |  |  |  | Non-Lead | No | After 2014 |  | Non-Lead | After 2014 |  | Non-Lead | No | No |  |  | No | No | No
LSLI0186 | 310 | Apache Tears | Horseshoe Bay | 78657 |  |  |  | Non-Lead | No | After 2014 |  | Non-Lead | After 2014 |  | Non-Lead | No | No |  |  | No | No | No
LSLI0187 | 612 | Apache Tears | Horseshoe Bay | 78657 |  |  |  | Non-Lead | No | After 2014 |  | Non-Lead | After 2014 |  | Non-Lead | No | No |  |  | No | No | No
LSLI0188 | 4 | Applehead Island | Horseshoe Bay | 78657 |  |  |  | Non-Lead | No | After 2014 |  | Non-Lead | After 2014 |  | Non-Lead | No | No |  |  | No | No | No
LSLI0189 | 5 | Applehead Island Dr | Horseshoe Bay | 78657 |  |  |  | Non-Lead | No | Between 1989 and 2014 |  | Non-Lead | Between 1989 and 2014 |  | Non-Lead | Don't Know | Don't Know |  |  | No | No | Yes | Tier 1
LSLI0190 | 7 | Applehead Island Dr | Horseshoe Bay | 78657 |  |  |  | Non-Lead | No | Between 1989 and 2014 |  | Non-Lead | Between 1989 and 2014 |  | Non-Lead | Don't Know | Don't Know |  |  | No | No | No
LSLI0191 | 3 | Applehead Island Dr | Horseshoe Bay | 78657 |  |  |  | Non-Lead | No | After 2014 |  | Non-Lead | After 2014 |  | Non-Lead | No | No |  |  | No | No | No
LSLI0192 | 144 | Applehead Island Dr | Horseshoe Bay | 78657 |  |  |  | Non-Lead | No | Between 1989 and 2014 |  | Non-Lead | Between 1989 and 2014 |  | Non-Lead | Don't Know | Don't Know |  |  | No | No | No
LSLI0193 | 122 | Applehead Island Dr | Horseshoe Bay | 78657 |  |  |  | Non-Lead | No | Between 1989 and 2014 |  | Non-Lead | Between 1989 and 2014 |  | Non-Lead | Don't Know | Don't Know |  |  | No | No | No
LSLI0194 | 37 | Applehead Island Dr | Horseshoe Bay | 78657 |  |  |  | Non-Lead | No | Between 1989 and 2014 |  | Non-Lead | Between 1989 and 2014 |  | Non-Lead | Don't Know | Don't Know |  |  | No | No | No
LSLI0195 | 150 | Applehead Island Dr | Horseshoe Bay | 78657 |  |  |  | Non-Lead | No | Between 1989 and 2014 |  | Non-Lead | Between 1989 and 2014 |  | Non-Lead | Don't Know | Don't Know |  |  | No | No | No
LSLI0196 | 145 | Applehead Island Dr | Horseshoe Bay | 78657 |  |  |  | Non-Lead | No | Between 1989 and 2014 |  | Non-Lead | Between 1989 and 2014 |  | Non-Lead | Don't Know | Don't Know |  |  | No | No | No
LSLI0197 | 120 | Applehead Island Dr | Horseshoe Bay | 78657 |  |  |  | Non-Lead | No | Between 1989 and 2014 |  | Non-Lead | Between 1989 and 2014 |  | Non-Lead | Don't Know | Don't Know |  |  | No | No | No
LSLI0198 | 154 | Applehead Island Dr | Horseshoe Bay | 78657 |  |  |  | Non-Lead | No | Between 1989 and 2014 |  | Non-Lead | Between 1989 and 2014 |  | Non-Lead | Don't Know | Don't Know |  |  | No | No | No
LSLI0199 | 127 | Applehead Island Dr | Horseshoe Bay | 78657 |  |  |  | Non-Lead | No | Between 1989 and 2014 |  | Non-Lead | Between 1989 and 2014 |  | Non-Lead | Don't Know | Don't Know |  |  | No | No | No
LSLI0200 | 104 | Applehead Island Dr | Horseshoe Bay | 78657 |  |  |  | Non-Lead | No | Between 1989 and 2014 |  | Non-Lead | Between 1989 and 2014 |  | Non-Lead | Don't Know | Don't Know |  |  | No | No | No
LSLI0201 | 124 | Applehead Island Dr | Horseshoe Bay | 78657 |  |  |  | Non-Lead | No | Between 1989 and 2014 |  | Non-Lead | Between 1989 and 2014 |  | Non-Lead | Don't Know | Don't Know |  |  | No | No | No
LSLI0202 | 121 | Applehead Island Dr | Horseshoe Bay | 78657 |  |  |  | Non-Lead | No | Between 1989 and 2014 |  | Non-Lead | Between 1989 and 2014 |  | Non-Lead | Don't Know | Don't Know |  |  | No | No | No
LSLI0203 | 152 | Applehead Island Dr | Horseshoe Bay | 78657 |  |  |  | Non-Lead | No | Between 1989 and 2014 |  | Non-Lead | Between 1989 and 2014 |  | Non-Lead | Don't Know | Don't Know |  |  | No | No | No
LSLI0204 | 134 | Applehead Island Dr | Horseshoe Bay | 78657 |  |  |  | Non-Lead | No | Between 1989 and 2014 |  | Non-Lead | Between 1989 and 2014 |  | Non-Lead | Don't Know | Don't Know |  |  | No | No | No
LSLI0205 | 136 | Applehead Island Dr | Horseshoe Bay | 78657 |  |  |  | Non-Lead | No | Between 1989 and 2014 |  | Non-Lead | Between 1989 and 2014 |  | Non-Lead | Don't Know | Don't Know |  |  | No | No | No
LSLI0206 | 132 | Applehead Island Dr | Horseshoe Bay | 78657 |  |  |  | Non-Lead | No | Between 1989 and 2014 |  | Non-Lead | Between 1989 and 2014 |  | Non-Lead | Don't Know | Don't Know |  |  | No | No | No
LSLI0207 | 115 | Applehead Island Dr | Horseshoe Bay | 78657 |  |  |  | Non-Lead | No | Between 1989 and 2014 |  | Non-Lead | Between 1989 and 2014 |  | Non-Lead | Don't Know | Don't Know |  |  | No | No | No
LSLI0208 | 147 | Applehead Island Dr | Horseshoe Bay | 78657 |  |  |  | Non-Lead | No | Between 1989 and 2014 |  | Non-Lead | Between 1989 and 2014 |  | Non-Lead | Don't Know | Don't Know |  |  | No | No | No
LSLI0209 | 130 | Applehead Island Dr | Horseshoe Bay | 78657 |  |  |  | Non-Lead | No | Between 1989 and 2014 |  | Non-Lead | Between 1989 and 2014 |  | Non-Lead | Don't Know | Don't Know |  |  | No | No | No
LSLI0210 | 119 | Applehead Island Dr | Horseshoe Bay | 78657 |  |  |  | Non-Lead | No | Between 1989 and 2014 |  | Non-Lead | Between 1989 and 2014 |  | Non-Lead | Don't Know | Don't Know |  |  | No | No | No
LSLI0211 | 135 | Applehead Island Dr | Horseshoe Bay | 78657 |  |  |  | Non-Lead | No | Between 1989 and 2014 |  | Non-Lead | Between 1989 and 2014 |  | Non-Lead | Don't Know | Don't Know |  |  | No | No | No
LSLI0212 | 112 | Applehead Island Dr | Horseshoe Bay | 78657 |  |  |  | Non-Lead | No | Between 1989 and 2014 |  | Non-Lead | Between 1989 and 2014 |  | Non-Lead | Don't Know | Don't Know |  |  | No | No | No
LSLI0213 | 129 | Applehead Island Dr | Horseshoe Bay | 78657 |  |  |  | Non-Lead | No | Between 1989 and 2014 |  | Non-Lead | Between 1989 and 2014 |  | Non-Lead | Don't Know | Don't Know |  |  | No | No | No
LSLI0214 | 107 | Applehead Island Dr | Horseshoe Bay | 78657 |  |  |  | Non-Lead | No | After 2014 |  | Non-Lead | After 2014 |  | Non-Lead | No | No |  |  | No | No | No
LSLI0215 | 103 | Applehead Island Dr | Horseshoe Bay | 78657 |  |  |  | Non-Lead | No | After 2014 |  | Non-Lead | After 2014 |  | Non-Lead | No | No |  |  | No | No | No
LSLI0216 | 133 | Applehead Island Dr | Horseshoe Bay | 78657 |  |  |  | Non-Lead | No | After 2014 |  | Non-Lead | After 2014 |  | Non-Lead | No | No |  |  | No | No | No
LSLI0217 | 105 | Applehead Island Dr | Horseshoe Bay | 78657 |  |  |  | Non-Lead | No | After 2014 |  | Non-Lead | After 2014 |  | Non-Lead | No | No |  |  | No | No | No
LSLI0218 | 53 | Applehead Island Dr | Horseshoe Bay | 78657 |  |  |  | Non-Lead | No | After 2014 |  | Non-Lead | After 2014 |  | Non-Lead | No | No |  |  | No | No | No
LSLI0219 | 61 | Applehead Island Dr | Horseshoe Bay | 78657 |  |  |  | Non-Lead | No | After 2014 |  | Non-Lead | After 2014 |  | Non-Lead | No | No |  |  | No | No | No
LSLI0220 | 63 | Applehead Island Dr | Horseshoe Bay | 78657 |  |  |  | Non-Lead | No | After 2014 |  | Non-Lead | After 2014 |  | Non-Lead | No | No |  |  | No | No | No
LSLI0221 | 18 | Applehead Island Dr | Horseshoe Bay | 78657 |  |  |  | Non-Lead | No | After 2014 |  | Non-Lead | After 2014 |  | Non-Lead | No | No |  |  | No | No | No
LSLI0222 | 57 | Applehead Island Dr | Horseshoe Bay | 78657 |  |  |  | Non-Lead | No | Between 1989 and 2014 |  | Non-Lead | Between 1989 and 2014 |  | Non-Lead | Don't Know | Don't Know |  |  | No | No | No
LSLI0223 | 59 | Applehead Island Dr | Horseshoe Bay | 78657 |  |  |  | Non-Lead | No | Between 1989 and 2014 |  | Non-Lead | Between 1989 and 2014 |  | Non-Lead | Don't Know | Don't Know |  |  | No | No | No
LSLI0224 | 17 | Applehead Island Dr | Horseshoe Bay | 78657 |  |  |  | Non-Lead | No | Between 1989 and 2014 |  | Non-Lead | Between 1989 and 2014 |  | Non-Lead | Don't Know | Don't Know |  |  | No | No | No
LSLI0225 | 88 | Applehead Island Dr | Horseshoe Bay | 78657 |  |  |  | Non-Lead | No | Between 1989 and 2014 |  | Non-Lead | Between 1989 and 2014 |  | Non-Lead | Don't Know | Don't Know |  |  | No | No | No
LSLI0226 | 38 | Applehead Island Dr | Horseshoe Bay | 78657 |  |  |  | Non-Lead | No | Between 1989 and 2014 |  | Non-Lead | Between 1989 and 2014 |  | Non-Lead | Don't Know | Don't Know |  |  | No | No | No
LSLI0227 | 98 | Applehead Island Dr | Horseshoe Bay | 78657 |  |  |  | Non-Lead | No | Between 1989 and 2014 |  | Non-Lead | Between 1989 and 2014 |  | Non-Lead | Don't Know | Don't Know |  |  | No | No | No
LSLI0228 | 77 | Applehead Island Dr | Horseshoe Bay | 78657 |  |  |  | Non-Lead | No | Between 1989 and 2014 |  | Non-Lead | Between 1989 and 2014 |  | Non-Lead | Don't Know | Don't Know |  |  | No | No | No
LSLI0229 | 27 | Applehead Island Dr | Horseshoe Bay | 78657 |  |  |  | Non-Lead | No | Between 1989 and 2014 |  | Non-Lead | Between 1989 and 2014 |  | Non-Lead | Don't Know | Don't Know |  |  | No | No | No
LSLI0230 | 54 | Applehead Island Dr | Horseshoe Bay | 78657 |  |  |  | Non-Lead | No | Between 1989 and 2014 |  | Non-Lead | Between 1989 and 2014 |  | Non-Lead | Don't Know | Don't Know |  |  | No | No | No
LSLI0231 | 34 | Applehead Island Dr | Horseshoe Bay | 78657 |  |  |  | Non-Lead | No | Between 1989 and 2014 |  | Non-Lead | Between 1989 and 2014 |  | Non-Lead | Don't Know | Don't Know |  |  | No | No | No
LSLI0232 | 33 | Applehead Island Dr | Horseshoe Bay | 78657 |  |  |  | Non-Lead | No | Between 1989 and 2014 |  | Non-Lead | Between 1989 and 2014 |  | Non-Lead | Don't Know | Don't Know |  |  | No | No | No
LSLI0233 | 26 | Applehead Island Dr | Horseshoe Bay | 78657 |  |  |  | Non-Lead | No | Between 1989 and 2014 |  | Non-Lead | Between 1989 and 2014 |  | Non-Lead | Don't Know | Don't Know |  |  | No | No | No
LSLI0234 | 74 | Applehead Island Dr | Horseshoe Bay | 78657 |  |  |  | Non-Lead | No | Between 1989 and 2014 |  | Non-Lead | Between 1989 and 2014 |  | Non-Lead | Don't Know | Don't Know |  |  | No | No | No
LSLI0235 | 42 | Applehead Island Dr | Horseshoe Bay | 78657 |  |  |  | Non-Lead | No | Between 1989 and 2014 |  | Non-Lead | Between 1989 and 2014 |  | Non-Lead | Don't Know | Don't Know |  |  | No | No | No
LSLI0236 | 41 | Applehead Island Dr | Horseshoe Bay | 78657 |  |  |  | Non-Lead | No | Between 1989 and 2014 |  | Non-Lead | Between 1989 and 2014 |  | Non-Lead | Don't Know | Don't Know |  |  | No | No | No
LSLI0237 | 0 | Applehead Island Dr | Horseshoe Bay | 78657 |  |  |  | Non-Lead | No | Between 1989 and 2014 |  | Non-Lead | Between 1989 and 2014 |  | Non-Lead | Don't Know | Don't Know |  |  | No | No | No
LSLI0238 | 20 | Applehead Island Dr | Horseshoe Bay | 78657 |  |  |  | Non-Lead | No | Between 1989 and 2014 |  | Non-Lead | Between 1989 and 2014 |  | Non-Lead | Don't Know | Don't Know |  |  | No | No | No
LSLI0239 | 80 | Applehead Island Dr | Horseshoe Bay | 78657 |  |  |  | Non-Lead | No | Between 1989 and 2014 |  | Non-Lead | Between 1989 and 2014 |  | Non-Lead | Don't Know | Don't Know |  |  | No | No | No
LSLI0240 | 36 | Applehead Island Dr | Horseshoe Bay | 78657 |  |  |  | Non-Lead | No | Between 1989 and 2014 |  | Non-Lead | Between 1989 and 2014 |  | Non-Lead | Don't Know | Don't Know |  |  | No | No | No
LSLI0241 | 55 | Applehead Island Dr | Horseshoe Bay | 78657 |  |  |  | Non-Lead | No | Between 1989 and 2014 |  | Non-Lead | Between 1989 and 2014 |  | Non-Lead | Don't Know | Don't Know |  |  | No | No | No
LSLI0242 | 78 | Applehead Island Dr | Horseshoe Bay | 78657 |  |  |  | Non-Lead | No | Between 1989 and 2014 |  | Non-Lead | Between 1989 and 2014 |  | Non-Lead | Don't Know | Don't Know |  |  | No | No | No
LSLI0243 | 94 | Applehead Island Dr | Horseshoe Bay | 78657 |  |  |  | Non-Lead | No | Between 1989 and 2014 |  | Non-Lead | Between 1989 and 2014 |  | Non-Lead | Don't Know | Don't Know |  |  | No | No | No
LSLI0244 | 46 | Applehead Island Dr | Horseshoe Bay | 78657 |  |  |  | Non-Lead | No | Between 1989 and 2014 |  | Non-Lead | Between 1989 and 2014 |  | Non-Lead | Don't Know | Don't Know |  |  | No | No | No
LSLI0245 | 13 | Applehead Island Dr | Horseshoe Bay | 78657 |  |  |  | Non-Lead | No | Between 1989 and 2014 |  | Non-Lead | Between 1989 and 2014 |  | Non-Lead | Don't Know | Don't Know |  |  | No | No | No
LSLI0246 | 95 | Applehead Island Dr | Horseshoe Bay | 78657 |  |  |  | Non-Lead | No | Between 1989 and 2014 |  | Non-Lead | Between 1989 and 2014 |  | Non-Lead | Don't Know | Don't Know |  |  | No | No | No
LSLI0247 | 30 | Applehead Island Dr | Horseshoe Bay | 78657 |  |  |  | Non-Lead | No | Between 1989 and 2014 |  | Non-Lead | Between 1989 and 2014 |  | Non-Lead | Don't Know | Don't Know |  |  | No | No | No
LSLI0248 | 96 | Applehead Island Dr | Horseshoe Bay | 78657 |  |  |  | Non-Lead | No | Between 1989 and 2014 |  | Non-Lead | Between 1989 and 2014 |  | Non-Lead | Don't Know | Don't Know |  |  | No | No | No
LSLI0249 | 24 | Applehead Island Dr | Horseshoe Bay | 78657 |  |  |  | Non-Lead | No | Between 1989 and 2014 |  | Non-Lead | Between 1989 and 2014 |  | Non-Lead | Don't Know | Don't Know |  |  | No | No | No
LSLI0250 | 25 | Applehead Island Dr | Horseshoe Bay | 78657 |  |  |  | Non-Lead | No | Between 1989 and 2014 |  | Non-Lead | Between 1989 and 2014 |  | Non-Lead | Don't Know | Don't Know |  |  | No | No | No
LSLI0251 | 51 | Applehead Island Dr | Horseshoe Bay | 78657 |  |  |  | Non-Lead | No | Between 1989 and 2014 |  | Non-Lead | Between 1989 and 2014 |  | Non-Lead | Don't Know | Don't Know |  |  | No | No | No
LSLI0252 | 64 | Applehead Island Dr | Horseshoe Bay | 78657 |  |  |  | Non-Lead | No | Between 1989 and 2014 |  | Non-Lead | Between 1989 and 2014 |  | Non-Lead | Don't Know | Don't Know |  |  | No | No | No
LSLI0253 | 84 | Applehead Island Dr | Horseshoe Bay | 78657 |  |  |  | Non-Lead | No | Between 1989 and 2014 |  | Non-Lead | Between 1989 and 2014 |  | Non-Lead | Don't Know | Don't Know |  |  | No | No | No
LSLI0254 | 87 | Applehead Island Dr | Horseshoe Bay | 78657 |  |  |  | Non-Lead | No | Between 1989 and 2014 |  | Non-Lead | Between 1989 and 2014 |  | Non-Lead | Don't Know | Don't Know |  |  | No | No | No
LSLI0255 | 29 | Applehead Island Dr | Horseshoe Bay | 78657 |  |  |  | Non-Lead | No | Between 1989 and 2014 |  | Non-Lead | Between 1989 and 2014 |  | Non-Lead | Don't Know | Don't Know |  |  | No | No | No
LSLI0256 | 39 | Applehead Island Dr | Horseshoe Bay | 78657 |  |  |  | Non-Lead | No | After 2014 |  | Non-Lead | After 2014 |  | Non-Lead | No | No |  |  | No | No | No
LSLI0257 | 71 | Applehead Island Dr | Horseshoe Bay | 78657 |  |  |  | Non-Lead | No | After 2014 |  | Non-Lead | After 2014 |  | Non-Lead | No | No |  |  | No | No | No
LSLI0258 | 81 | Applehead Island Dr | Horseshoe Bay | 78657 |  |  |  | Non-Lead | No | After 2014 |  | Non-Lead | After 2014 |  | Non-Lead | No | No |  |  | No | No | No
LSLI0259 | 52 | Applehead Island Dr | Horseshoe Bay | 78657 |  |  |  | Non-Lead | No | After 2014 |  | Non-Lead | After 2014 |  | Non-Lead | No | No |  |  | No | No | No
LSLI0260 | 100 | Arollo Court | Horseshoe Bay | 78657 |  |  |  | Non-Lead | No | Between 1989 and 2014 |  | Non-Lead | Between 1989 and 2014 |  | Non-Lead | Don't Know | Don't Know |  |  | No | No | No
LSLI0261 | 128 | Arollo Ct | Horseshoe Bay | 78657 |  |  |  | Non-Lead | No | Between 1989 and 2014 |  | Non-Lead | Between 1989 and 2014 |  | Non-Lead | Don't Know | Don't Know |  |  | No | No | No
LSLI0262 | 2211 | Arrowhead | Horseshoe Bay | 78657 |  |  |  | Non-Lead | No | After 2014 |  | Non-Lead | After 2014 |  | Non-Lead | No | No |  |  | No | No | No
LSLI0263 | 2713 | Aurora | Horseshoe Bay | 78657 |  |  |  | Non-Lead | No | Between 1989 and 2014 |  | Non-Lead | Between 1989 and 2014 |  | Non-Lead | Don't Know | Don't Know |  |  | No | No | Yes | Tier 1
LSLI0264 | 2814 | Aurora | Horseshoe Bay | 78657 |  |  |  | Non-Lead | No | Between 1989 and 2014 |  | Non-Lead | Between 1989 and 2014 |  | Non-Lead | Don't Know | Don't Know |  |  | No | No | No
LSLI0265 | 2824 | Aurora | Horseshoe Bay | 78657 |  |  |  | Non-Lead | No | Between 1989 and 2014 |  | Non-Lead | Between 1989 and 2014 |  | Non-Lead | Don't Know | Don't Know |  |  | No | No | No
LSLI0266 | 2806 | Aurora | Horseshoe Bay | 78657 |  |  |  | Non-Lead | No | Between 1989 and 2014 |  | Non-Lead | Between 1989 and 2014 |  | Non-Lead | Don't Know | Don't Know |  |  | No | No | No
LSLI0267 | 2817 | Aurora | Horseshoe Bay | 78657 |  |  |  | Non-Lead | No | Between 1989 and 2014 |  | Non-Lead | Between 1989 and 2014 |  | Non-Lead | Don't Know | Don't Know |  |  | No | No | No
LSLI0268 | 2810 | Aurora | Horseshoe Bay | 78657 |  |  |  | Non-Lead | No | Between 1989 and 2014 |  | Non-Lead | Between 1989 and 2014 |  | Non-Lead | Don't Know | Don't Know |  |  | No | No | No
LSLI0269 | 2712 | Aurora | Horseshoe Bay | 78657 |  |  |  | Non-Lead | No | Between 1989 and 2014 |  | Non-Lead | Between 1989 and 2014 |  | Non-Lead | Don't Know | Don't Know |  |  | No | No | No
LSLI0270 | 2812 | Aurora | Horseshoe Bay | 78657 |  |  |  | Non-Lead | No | After 2014 |  | Non-Lead | After 2014 |  | Non-Lead | No | No |  |  | No | No | No
LSLI0271 | 2808 | Aurora | Horseshoe Bay | 78657 |  |  |  | Non-Lead | No | After 2014 |  | Non-Lead | After 2014 |  | Non-Lead | No | No |  |  | No | No | No
LSLI0272 | 2707 | Aurora Water Front #12 | Horseshoe Bay | 78657 |  |  |  | Non-Lead | No | Between 1989 and 2014 |  | Non-Lead | Between 1989 and 2014 |  | Non-Lead | Don't Know | Don't Know |  |  | No | No | No
LSLI0273 | 319 | Azalea Court | Horseshoe Bay | 78657 |  |  |  | Non-Lead | No | After 2014 |  | Non-Lead | After 2014 |  | Non-Lead | No | No |  |  | No | No | No
LSLI0274 | 311 | Azalea Court | Horseshoe Bay | 78657 |  |  |  | Non-Lead | No | After 2014 |  | Non-Lead | After 2014 |  | Non-Lead | No | No |  |  | No | No | No
LSLI0275 | 310 | Azalea Court | Horseshoe Bay | 78657 |  |  |  | Non-Lead | No | After 2014 |  | Non-Lead | After 2014 |  | Non-Lead | No | No |  |  | No | No | No
LSLI0276 | 316 | Azalea Court | Horseshoe Bay | 78657 |  |  |  | Non-Lead | No | After 2014 |  | Non-Lead | After 2014 |  | Non-Lead | No | No |  |  | No | No | No
LSLI0277 | 300 | Azalea Ct | Horseshoe Bay | 78657 |  |  |  | Non-Lead | No | After 2014 |  | Non-Lead | After 2014 |  | Non-Lead | No | No |  |  | No | No | No
LSLI0278 | 302 | Azalea Ct | Horseshoe Bay | 78657 |  |  |  | Non-Lead | No | After 2014 |  | Non-Lead | After 2014 |  | Non-Lead | No | No |  |  | No | No | No
LSLI0279 | 320 | Azalea Ct | Horseshoe Bay | 78657 |  |  |  | Non-Lead | No | After 2014 |  | Non-Lead | After 2014 |  | Non-Lead | No | No |  |  | No | No | No
LSLI0280 | 308 | Azalea Ct | Horseshoe Bay | 78657 |  |  |  | Non-Lead | No | After 2014 |  | Non-Lead | After 2014 |  | Non-Lead | No | No |  |  | No | No | No
LSLI0281 | 318 | Azalea Ct | Horseshoe Bay | 78657 |  |  |  | Non-Lead | No | After 2014 |  | Non-Lead | After 2014 |  | Non-Lead | No | No |  |  | No | No | No
LSLI0282 | 303 | Azalea Ct | Horseshoe Bay | 78657 |  |  |  | Non-Lead | No | After 2014 |  | Non-Lead | After 2014 |  | Non-Lead | No | No |  |  | No | No | No
LSLI0283 | 309 | Azalea Ct | Horseshoe Bay | 78657 |  |  |  | Non-Lead | No | After 2014 |  | Non-Lead | After 2014 |  | Non-Lead | No | No |  |  | No | No | No
LSLI0284 | 315 | Azalea Ct | Horseshoe Bay | 78657 |  |  |  | Non-Lead | No | After 2014 |  | Non-Lead | After 2014 |  | Non-Lead | No | No |  |  | No | No | No
LSLI0285 | 317 | Azalea Ct | Horseshoe Bay | 78657 |  |  |  | Non-Lead | No | After 2014 |  | Non-Lead | After 2014 |  | Non-Lead | No | No |  |  | No | No | No
LSLI0286 | 301 | Azalea Ct | Horseshoe Bay | 78657 |  |  |  | Non-Lead | No | After 2014 |  | Non-Lead | After 2014 |  | Non-Lead | No | No |  |  | No | No | No
LSLI0287 | 304 | Azalea Ct | Horseshoe Bay | 78657 |  |  |  | Non-Lead | No | After 2014 |  | Non-Lead | After 2014 |  | Non-Lead | No | No |  |  | No | No | No
LSLI0288 | 306 | Azalea Ct | Horseshoe Bay | 78657 |  |  |  | Non-Lead | No | After 2014 |  | Non-Lead | After 2014 |  | Non-Lead | No | No |  |  | No | No | No
LSLI0289 | 307 | Azalea Ct | Horseshoe Bay | 78657 |  |  |  | Non-Lead | No | After 2014 |  | Non-Lead | After 2014 |  | Non-Lead | No | No |  |  | No | No | No
LSLI0290 | 304 | Azalea Ct | Horseshoe Bay | 78657 |  |  |  | Non-Lead | No | After 2014 |  | Non-Lead | After 2014 |  | Non-Lead | No | No |  |  | No | No | No
LSLI0291 | 305 | Azalea Ct | Horseshoe Bay | 78657 |  |  |  | Non-Lead | No | After 2014 |  | Non-Lead | After 2014 |  | Non-Lead | No | No |  |  | No | No | No
LSLI0292 | 306 | Azalea Ct | Horseshoe Bay | 78657 |  |  |  | Non-Lead | No | After 2014 |  | Non-Lead | After 2014 |  | Non-Lead | Don't Know | Don't Know |  |  | No | No | No
LSLI0293 | 106 | Azalea Loop | Horseshoe Bay | 78657 |  |  |  | Non-Lead | No | Between 1989 and 2014 |  | Non-Lead | Between 1989 and 2014 |  | Non-Lead | Don't Know | Don't Know |  |  | No | No | No
LSLI0294 | 110 | Azalea Loop | Horseshoe Bay | 78657 |  |  |  | Non-Lead | No | Between 1989 and 2014 |  | Non-Lead | Between 1989 and 2014 |  | Non-Lead | Don't Know | Don't Know |  |  | No | No | No
LSLI0295 | 108 | Azalea Loop | Horseshoe Bay | 78657 |  |  |  | Non-Lead | No | Between 1989 and 2014 |  | Non-Lead | Between 1989 and 2014 |  | Non-Lead | Don't Know | Don't Know |  |  | No | No | No
LSLI0296 | 126 | Azalea Loop | Horseshoe Bay | 78657 |  |  |  | Non-Lead | No | Between 1989 and 2014 |  | Non-Lead | Between 1989 and 2014 |  | Non-Lead | Don't Know | Don't Know |  |  | No | No | No
LSLI0297 | 122 | Azalea Loop | Horseshoe Bay | 78657 |  |  |  | Non-Lead | No | Between 1989 and 2014 |  | Non-Lead | Between 1989 and 2014 |  | Non-Lead | Don't Know | Don't Know |  |  | No | No | No
LSLI0298 | 120 | Azalea Loop | Horseshoe Bay | 78657 |  |  |  | Non-Lead | No | After 2014 |  | Non-Lead | After 2014 |  | Non-Lead | No | No |  |  | No | No | No
LSLI0299 | 114 | Azalea Loop | Horseshoe Bay | 78657 |  |  |  | Non-Lead | No | After 2014 |  | Non-Lead | After 2014 |  | Non-Lead | No | No |  |  | No | No | No
LSLI0300 | 132 | Azalea Loop | Horseshoe Bay | 78657 |  |  |  | Non-Lead | No | After 2014 |  | Non-Lead | After 2014 |  | Non-Lead | No | No |  |  | No | No | No
LSLI0301 | 116 | Azalea Loop | Horseshoe Bay | 78657 |  |  |  | Non-Lead | No | After 2014 |  | Non-Lead | After 2014 |  | Non-Lead | No | No |  |  | No | No | No
LSLI0302 | 102 | Azalea Loop | Horseshoe Bay | 78657 |  |  |  | Non-Lead | No | After 2014 |  | Non-Lead | After 2014 |  | Non-Lead | No | No |  |  | No | No | No
LSLI0303 | 128 | Azalea Loop | Horseshoe Bay | 78657 |  |  |  | Non-Lead | No | After 2014 |  | Non-Lead | After 2014 |  | Non-Lead | No | No |  |  | No | No | No
LSLI0304 | 129 | Azalea Loop | Horseshoe Bay | 78657 |  |  |  | Non-Lead | No | After 2014 |  | Non-Lead | After 2014 |  | Non-Lead | No | No |  |  | No | No | No
LSLI0305 | 104 | Azalea Loop | Horseshoe Bay | 78657 |  |  |  | Non-Lead | No | After 2014 |  | Non-Lead | After 2014 |  | Non-Lead | No | No |  |  | No | No | No
LSLI0306 | 118 | Azalea Loop | Horseshoe Bay | 78657 |  |  |  | Non-Lead | No | After 2014 |  | Non-Lead | After 2014 |  | Non-Lead | No | No |  |  | No | No | No
LSLI0307 | 202 | Azalea Loop | Horseshoe Bay | 78657 |  |  |  | Non-Lead | No | After 2014 |  | Non-Lead | After 2014 |  | Non-Lead | No | No |  |  | No | No | No
LSLI0308 | 100 | Azalea Loop | Horseshoe Bay | 78657 |  |  |  | Non-Lead | No | After 2014 |  | Non-Lead | After 2014 |  | Non-Lead | No | No |  |  | No | No | No
LSLI0309 | 127 | Azalea Loop | Horseshoe Bay | 78657 |  |  |  | Non-Lead | No | After 2014 |  | Non-Lead | After 2014 |  | Non-Lead | No | No |  |  | No | No | No
LSLI0310 | 131 | Azalea Loop | Horseshoe Bay | 78657 |  |  |  | Non-Lead | No | After 2014 |  | Non-Lead | After 2014 |  | Non-Lead | No | No |  |  | No | No | No
LSLI0311 | 200 | Azalea Loop | Horseshoe Bay | 78657 |  |  |  | Non-Lead | No | After 2014 |  | Non-Lead | After 2014 |  | Non-Lead | No | No |  |  | No | No | No
LSLI0312 | 133 | Azalea Loop | Horseshoe Bay | 78657 |  |  |  | Non-Lead | No | After 2014 |  | Non-Lead | After 2014 |  | Non-Lead | No | No |  |  | No | No | No
LSLI0313 | 123 | Azalea Loop | Horseshoe Bay | 78657 |  |  |  | Non-Lead | No | After 2014 |  | Non-Lead | After 2014 |  | Non-Lead | No | No |  |  | No | No | No
LSLI0314 | 135 | Azalea Loop | Horseshoe Bay | 78657 |  |  |  | Non-Lead | No | After 2014 |  | Non-Lead | After 2014 |  | Non-Lead | No | No |  |  | No | No | No
LSLI0315 | 204 | Azalea Loop | Horseshoe Bay | 78657 |  |  |  | Non-Lead | No | After 2014 |  | Non-Lead | After 2014 |  | Non-Lead | No | No |  |  | No | No | No
LSLI0316 | 206 | Azalea Loop | Horseshoe Bay | 78657 |  |  |  | Non-Lead | No | After 2014 |  | Non-Lead | After 2014 |  | Non-Lead | No | No |  |  | No | No | No
LSLI0317 | 112 | Azalea Loop | Horseshoe Bay | 78657 |  |  |  | Non-Lead | No | After 2014 |  | Non-Lead | After 2014 |  | Non-Lead | No | No |  |  | No | No | No
LSLI0318 | 208 | Azalea Loop | Horseshoe Bay | 78657 |  |  |  | Non-Lead | No | After 2014 |  | Non-Lead | After 2014 |  | Non-Lead | No | No |  |  | No | No | No
LSLI0319 | 130 | Azalea Loop | Horseshoe Bay | 78657 |  |  |  | Non-Lead | No | After 2014 |  | Non-Lead | After 2014 |  | Non-Lead | No | No |  |  | No | No | No
LSLI0320 | 1501 | Azure | Horseshoe Bay | 78657 |  |  |  | Non-Lead | No | After 2014 |  | Non-Lead | After 2014 |  | Non-Lead | No | No |  |  | No | No | No
LSLI0321 | 1504 | Azure A | Horseshoe Bay | 78657 |  |  |  | Non-Lead | No | Between 1989 and 2014 |  | Non-Lead | Between 1989 and 2014 |  | Non-Lead | Don't Know | Don't Know |  |  | No | No | No
LSLI0322 | 1501 | Azure/Addition | Horseshoe Bay | 78657 |  |  |  | Non-Lead | No | After 2014 |  | Non-Lead | After 2014 |  | Non-Lead | No | No |  |  | No | No | No
LSLI0323 | 117 | Azurite #1 | Horseshoe Bay | 78657 |  |  |  | Non-Lead | No | Between 1989 and 2014 |  | Non-Lead | Between 1989 and 2014 |  | Non-Lead | Don't Know | Don't Know |  |  | No | No | No
LSLI0324 | 117 | Azurite #2 | Horseshoe Bay | 78657 |  |  |  | Non-Lead | No | Between 1989 and 2014 |  | Non-Lead | Between 1989 and 2014 |  | Non-Lead | Don't Know | Don't Know |  |  | No | No | No
LSLI0325 | 117 | Azurite #3 | Horseshoe Bay | 78657 |  |  |  | Non-Lead | No | Between 1989 and 2014 |  | Non-Lead | Between 1989 and 2014 |  | Non-Lead | Don't Know | Don't Know |  |  | No | No | No
LSLI0326 | 117 | Azurite #4 | Horseshoe Bay | 78657 |  |  |  | Non-Lead | No | Between 1989 and 2014 |  | Non-Lead | Between 1989 and 2014 |  | Non-Lead | Don't Know | Don't Know |  |  | No | No | No
LSLI0327 | 107 | Barefoot | Horseshoe Bay | 78657 |  |  |  | Non-Lead | No | Between 1989 and 2014 |  | Non-Lead | Between 1989 and 2014 |  | Non-Lead | Don't Know | Don't Know |  |  | No | No | No
LSLI0328 | 207 | Bay Point | Horseshoe Bay | 78657 |  |  |  | Non-Lead | No | After 2014 |  | Non-Lead | After 2014 |  | Non-Lead | No | No |  |  | No | No | No
LSLI0329 | 115 | Bay Point Dr | Horseshoe Bay | 78657 |  |  |  | Non-Lead | No | Between 1989 and 2014 |  | Non-Lead | Between 1989 and 2014 |  | Non-Lead | Don't Know | Don't Know |  |  | No | No | No
LSLI0330 | 111 | Bay Point Dr | Horseshoe Bay | 78657 |  |  |  | Non-Lead | No | Between 1989 and 2014 |  | Non-Lead | Between 1989 and 2014 |  | Non-Lead | Don't Know | Don't Know |  |  | No | No | No
LSLI0331 | 213 | Bay Point Dr | Horseshoe Bay | 78657 |  |  |  | Non-Lead | No | Between 1989 and 2014 |  | Non-Lead | Between 1989 and 2014 |  | Non-Lead | Don't Know | Don't Know |  |  | No | No | No
LSLI0332 | 101 | Bay Point Dr | Horseshoe Bay | 78657 |  |  |  | Non-Lead | No | Between 1989 and 2014 |  | Non-Lead | Between 1989 and 2014 |  | Non-Lead | Don't Know | Don't Know |  |  | No | No | No
LSLI0333 | 109 | Bay Point Dr | Horseshoe Bay | 78657 |  |  |  | Non-Lead | No | Between 1989 and 2014 |  | Non-Lead | Between 1989 and 2014 |  | Non-Lead | Don't Know | Don't Know |  |  | No | No | No
LSLI0334 | 117 | Bay Point Dr | Horseshoe Bay | 78657 |  |  |  | Non-Lead | No | Between 1989 and 2014 |  | Non-Lead | Between 1989 and 2014 |  | Non-Lead | Don't Know | Don't Know |  |  | No | No | No
LSLI0335 | 107 | Bay Point Dr | Horseshoe Bay | 78657 |  |  |  | Non-Lead | No | Between 1989 and 2014 |  | Non-Lead | Between 1989 and 2014 |  | Non-Lead | Don't Know | Don't Know |  |  | No | No | No
LSLI0336 | 103 | Bay Point Dr | Horseshoe Bay | 78657 |  |  |  | Non-Lead | No | Between 1989 and 2014 |  | Non-Lead | Between 1989 and 2014 |  | Non-Lead | Don't Know | Don't Know |  |  | No | No | No
LSLI0337 | 201 | Bay West Blvd | Horseshoe Bay | 78657 |  |  |  | Non-Lead | No | Between 1989 and 2014 |  | Non-Lead | Between 1989 and 2014 |  | Non-Lead | Don't Know | Don't Know |  |  | No | No | No
LSLI0338 | 401 | Bay West Blvd | Horseshoe Bay | 78657 |  |  |  | Non-Lead | No | Between 1989 and 2014 |  | Non-Lead | Between 1989 and 2014 |  | Non-Lead | Don't Know | Don't Know |  |  | No | No | No
LSLI0339 | 600 | Bay West Blvd | Horseshoe Bay | 78657 |  |  |  | Non-Lead | No | Between 1989 and 2014 |  | Non-Lead | Between 1989 and 2014 |  | Non-Lead | Don't Know | Don't Know |  |  | No | No | No
LSLI0340 | 2817 | Bay West Blvd | Horseshoe Bay | 78657 |  |  |  | Non-Lead | No | Between 1989 and 2014 |  | Non-Lead | Between 1989 and 2014 |  | Non-Lead | Don't Know | Don't Know |  |  | No | No | No
LSLI0341 | 2208 | Bay West Blvd | Horseshoe Bay | 78657 |  |  |  | Non-Lead | No | Between 1989 and 2014 |  | Non-Lead | Between 1989 and 2014 |  | Non-Lead | Don't Know | Don't Know |  |  | No | No | No
LSLI0342 | 2209 | Bay West Blvd | Horseshoe Bay | 78657 |  |  |  | Non-Lead | No | Between 1989 and 2014 |  | Non-Lead | Between 1989 and 2014 |  | Non-Lead | Don't Know | Don't Know |  |  | No | No | No
LSLI0343 | 3307 | Bay West Blvd | Horseshoe Bay | 78657 |  |  |  | Non-Lead | No | Between 1989 and 2014 |  | Non-Lead | Between 1989 and 2014 |  | Non-Lead | Don't Know | Don't Know |  |  | No | No | No
LSLI0344 | 1405 | Bay West Blvd | Horseshoe Bay | 78657 |  |  |  | Non-Lead | No | Between 1989 and 2014 |  | Non-Lead | Between 1989 and 2014 |  | Non-Lead | Don't Know | Don't Know |  |  | No | No | No
LSLI0345 | 3327 | Bay West Blvd | Horseshoe Bay | 78657 |  |  |  | Non-Lead | No | Between 1989 and 2014 |  | Non-Lead | Between 1989 and 2014 |  | Non-Lead | Don't Know | Don't Know |  |  | No | No | No
LSLI0346 | 3317 | Bay West Blvd | Horseshoe Bay | 78657 |  |  |  | Non-Lead | No | After 2014 |  | Non-Lead | After 2014 |  | Non-Lead | No | No |  |  | No | No | No
LSLI0347 | 3324 | Bay West Blvd | Horseshoe Bay | 78657 |  |  |  | Non-Lead | No | After 2014 |  | Non-Lead | After 2014 |  | Non-Lead | No | No |  |  | No | No | No
LSLI0348 | 2906 | Bay West Blvd | Horseshoe Bay | 78657 |  |  |  | Non-Lead | No | After 2014 |  | Non-Lead | After 2014 |  | Non-Lead | No | No |  |  | No | No | No
LSLI0349 | 2910 | Bay West Blvd | Horseshoe Bay | 78657 |  |  |  | Non-Lead | No | After 2014 |  | Non-Lead | After 2014 |  | Non-Lead | No | No |  |  | No | No | No
LSLI0350 | 3505 | Bay West Blvd | Horseshoe Bay | 78657 |  |  |  | Non-Lead | No | After 2014 |  | Non-Lead | After 2014 |  | Non-Lead | No | No |  |  | No | No | No
LSLI0351 | 2902 | Bay West Blvd | Horseshoe Bay | 78657 |  |  |  | Non-Lead | No | After 2014 |  | Non-Lead | After 2014 |  | Non-Lead | No | No |  |  | No | No | No
LSLI0352 | 3321 | Bay West Blvd | Horseshoe Bay | 78657 |  |  |  | Non-Lead | No | After 2014 |  | Non-Lead | After 2014 |  | Non-Lead | No | No |  |  | No | No | No
LSLI0353 | 2900 | Bay West Blvd | Horseshoe Bay | 78657 |  |  |  | Non-Lead | No | After 2014 |  | Non-Lead | After 2014 |  | Non-Lead | No | No |  |  | No | No | No
LSLI0354 | 2807 | Bay West Blvd | Horseshoe Bay | 78657 |  |  |  | Non-Lead | No | After 2014 |  | Non-Lead | After 2014 |  | Non-Lead | No | No |  |  | No | No | No
LSLI0355 | 2908 | Bay West Blvd | Horseshoe Bay | 78657 |  |  |  | Non-Lead | No | After 2014 |  | Non-Lead | After 2014 |  | Non-Lead | No | No |  |  | No | No | No
LSLI0356 | 3308 | Bay West Blvd | Horseshoe Bay | 78657 |  |  |  | Non-Lead | No | After 2014 |  | Non-Lead | After 2014 |  | Non-Lead | No | No |  |  | No | No | No
LSLI0357 | 3323 | Bay West Blvd | Horseshoe Bay | 78657 |  |  |  | Non-Lead | No | After 2014 |  | Non-Lead | After 2014 |  | Non-Lead | No | No |  |  | No | No | No
LSLI0358 | 3501 | Bay West Blvd | Horseshoe Bay | 78657 |  |  |  | Non-Lead | No | After 2014 |  | Non-Lead | After 2014 |  | Non-Lead | No | No |  |  | No | No | No
LSLI0359 | 3315 | Bay West Blvd | Horseshoe Bay | 78657 |  |  |  | Non-Lead | No | After 2014 |  | Non-Lead | After 2014 |  | Non-Lead | No | No |  |  | No | No | No
LSLI0360 | 1902 | Bay West Blvd | Horseshoe Bay | 78657 |  |  |  | Non-Lead | No | After 2014 |  | Non-Lead | After 2014 |  | Non-Lead | No | No |  |  | No | No | No
LSLI0361 | 2912 | Bay West Blvd | Horseshoe Bay | 78657 |  |  |  | Non-Lead | No | After 2014 |  | Non-Lead | After 2014 |  | Non-Lead | No | No |  |  | No | No | No
LSLI0362 | 2907 | Bay West Blvd | Horseshoe Bay | 78657 |  |  |  | Non-Lead | No | After 2014 |  | Non-Lead | After 2014 |  | Non-Lead | No | No |  |  | No | No | No
LSLI0363 | 405 | Bay West Blvd | Horseshoe Bay | 78657 |  |  |  | Non-Lead | No | After 2014 |  | Non-Lead | After 2014 |  | Non-Lead | No | No |  |  | No | No | No
LSLI0364 | 2655 | Bay West Blvd | Horseshoe Bay | 78657 |  |  |  | Non-Lead | No | After 2014 |  | Non-Lead | After 2014 |  | Non-Lead | No | No |  |  | No | No | No
LSLI0365 | 3104 | Bay West Blvd A | Horseshoe Bay | 78657 |  |  |  | Non-Lead | No | Between 1989 and 2014 |  | Non-Lead | Between 1989 and 2014 |  | Non-Lead | Don't Know | Don't Know |  |  | No | No | No
LSLI0366 | 3104 | Bay West Blvd B | Horseshoe Bay | 78657 |  |  |  | Non-Lead | No | Between 1989 and 2014 |  | Non-Lead | Between 1989 and 2014 |  | Non-Lead | Don't Know | Don't Know |  |  | No | No | No
LSLI0367 | 101 | Beauty Berry | Horseshoe Bay | 78657 |  |  |  | Non-Lead | No | Between 1989 and 2014 |  | Non-Lead | Between 1989 and 2014 |  | Non-Lead | Don't Know | Don't Know |  |  | No | No | No
LSLI0368 | 109 | Beauty Berry | Horseshoe Bay | 78657 |  |  |  | Non-Lead | No | After 2014 |  | Non-Lead | After 2014 |  | Non-Lead | No | No |  |  | No | No | No
LSLI0369 | 400 | Belforte Blvd | Horseshoe Bay | 78657 |  |  |  | Non-Lead | No | After 2014 |  | Non-Lead | After 2014 |  | Non-Lead | No | No |  |  | No | No | No
LSLI0370 | 304 | Belforte Blvd | Horseshoe Bay | 78657 |  |  |  | Non-Lead | No | After 2014 |  | Non-Lead | After 2014 |  | Non-Lead | No | No |  |  | No | No | No
LSLI0371 | 306 | Belforte Blvd | Horseshoe Bay | 78657 |  |  |  | Non-Lead | No | After 2014 |  | Non-Lead | After 2014 |  | Non-Lead | No | No |  |  | No | No | No
LSLI0372 | 101 | Belforte Blvd | Horseshoe Bay | 78657 |  |  |  | Non-Lead | No | After 2014 |  | Non-Lead | After 2014 |  | Non-Lead | No | No |  |  | No | No | No
LSLI0373 | 402 | Belforte Blvd | Horseshoe Bay | 78657 |  |  |  | Non-Lead | No | After 2014 |  | Non-Lead | After 2014 |  | Non-Lead | No | No |  |  | No | No | No
LSLI0374 | 310 | Belforte Blvd | Horseshoe Bay | 78657 |  |  |  | Non-Lead | No | After 2014 |  | Non-Lead | After 2014 |  | Non-Lead | No | No |  |  | No | No | No
LSLI0375 | 312 | Belforte Blvd | Horseshoe Bay | 78657 |  |  |  | Non-Lead | No | After 2014 |  | Non-Lead | After 2014 |  | Non-Lead | No | No |  |  | No | No | No
LSLI0376 | 105 | Bent One | Horseshoe Bay | 78657 |  |  |  | Non-Lead | No | Between 1989 and 2014 |  | Non-Lead | Between 1989 and 2014 |  | Non-Lead | Don't Know | Don't Know |  |  | No | No | No
LSLI0377 | 101 | Bent One | Horseshoe Bay | 78657 |  |  |  | Non-Lead | No | After 2014 |  | Non-Lead | After 2014 |  | Non-Lead | No | No |  |  | No | No | No
LSLI0378 | 203 | Big Sky | Horseshoe Bay | 78657 |  |  |  | Non-Lead | No | Between 1989 and 2014 |  | Non-Lead | Between 1989 and 2014 |  | Non-Lead | Don't Know | Don't Know |  |  | No | No | No
LSLI0379 | 200 | Big Sky | Horseshoe Bay | 78657 |  |  |  | Non-Lead | No | Between 1989 and 2014 |  | Non-Lead | Between 1989 and 2014 |  | Non-Lead | Don't Know | Don't Know |  |  | No | No | No
LSLI0380 | 201 | Big Sky | Horseshoe Bay | 78657 |  |  |  | Non-Lead | No | Between 1989 and 2014 |  | Non-Lead | Between 1989 and 2014 |  | Non-Lead | Don't Know | Don't Know |  |  | No | No | No
LSLI0381 | 211 | Big Sky | Horseshoe Bay | 78657 |  |  |  | Non-Lead | No | Between 1989 and 2014 |  | Non-Lead | Between 1989 and 2014 |  | Non-Lead | Don't Know | Don't Know |  |  | No | No | No
LSLI0382 | 108 | Big Sky | Horseshoe Bay | 78657 |  |  |  | Non-Lead | No | Between 1989 and 2014 |  | Non-Lead | Between 1989 and 2014 |  | Non-Lead | Don't Know | Don't Know |  |  | No | No | No
LSLI0383 | 100 | Big Sky | Horseshoe Bay | 78657 |  |  |  | Non-Lead | No | Between 1989 and 2014 |  | Non-Lead | Between 1989 and 2014 |  | Non-Lead | Don't Know | Don't Know |  |  | No | No | No
LSLI0384 | 205 | Big Sky | Horseshoe Bay | 78657 |  |  |  | Non-Lead | No | After 2014 |  | Non-Lead | After 2014 |  | Non-Lead | No | No |  |  | No | No | No
LSLI0385 | 207 | Big Sky | Horseshoe Bay | 78657 |  |  |  | Non-Lead | No | After 2014 |  | Non-Lead | After 2014 |  | Non-Lead | No | No |  |  | No | No | No
LSLI0386 | 111 | Big Sky | Horseshoe Bay | 78657 |  |  |  | Non-Lead | No | After 2014 |  | Non-Lead | After 2014 |  | Non-Lead | No | No |  |  | No | No | No
LSLI0387 | 209 | Big Spur N | Horseshoe Bay | 78657 |  |  |  | Non-Lead | No | Between 1989 and 2014 |  | Non-Lead | Between 1989 and 2014 |  | Non-Lead | Don't Know | Don't Know |  |  | No | No | No
LSLI0388 | 202 | Big Spur N | Horseshoe Bay | 78657 |  |  |  | Non-Lead | No | Between 1989 and 2014 |  | Non-Lead | Between 1989 and 2014 |  | Non-Lead | Don't Know | Don't Know |  |  | No | No | No
LSLI0389 | 300 | Big Spur N | Horseshoe Bay | 78657 |  |  |  | Non-Lead | No | Between 1989 and 2014 |  | Non-Lead | Between 1989 and 2014 |  | Non-Lead | Don't Know | Don't Know |  |  | No | No | No
LSLI0390 | 204 | Big Spur N | Horseshoe Bay | 78657 |  |  |  | Non-Lead | No | Between 1989 and 2014 |  | Non-Lead | Between 1989 and 2014 |  | Non-Lead | Don't Know | Don't Know |  |  | No | No | No
LSLI0391 | 206 | Big Spur N | Horseshoe Bay | 78657 |  |  |  | Non-Lead | No | Between 1989 and 2014 |  | Non-Lead | Between 1989 and 2014 |  | Non-Lead | Don't Know | Don't Know |  |  | No | No | No
LSLI0392 | 509 | Big Spur N | Horseshoe Bay | 78657 |  |  |  | Non-Lead | No | Between 1989 and 2014 |  | Non-Lead | Between 1989 and 2014 |  | Non-Lead | Don't Know | Don't Know |  |  | No | No | No
LSLI0393 | 306 | Big Spur N | Horseshoe Bay | 78657 |  |  |  | Non-Lead | No | After 2014 |  | Non-Lead | After 2014 |  | Non-Lead | No | No |  |  | No | No | No
LSLI0394 | 210 | Big Spur N | Horseshoe Bay | 78657 |  |  |  | Non-Lead | No | After 2014 |  | Non-Lead | After 2014 |  | Non-Lead | No | No |  |  | No | No | No
LSLI0395 | 110 | Big Spur S 1 Golf Villa | Horseshoe Bay | 78657 |  |  |  | Non-Lead | No | Between 1989 and 2014 |  | Non-Lead | Between 1989 and 2014 |  | Non-Lead | Don't Know | Don't Know |  |  | No | No | No
LSLI0396 | 110 | Big Spur S 3 Golf Villa | Horseshoe Bay | 78657 |  |  |  | Non-Lead | No | Between 1989 and 2014 |  | Non-Lead | Between 1989 and 2014 |  | Non-Lead | Don't Know | Don't Know |  |  | No | No | No
LSLI0397 | 110 | Big Spur S 5 Golf Villa | Horseshoe Bay | 78657 |  |  |  | Non-Lead | No | Between 1989 and 2014 |  | Non-Lead | Between 1989 and 2014 |  | Non-Lead | Don't Know | Don't Know |  |  | No | No | No
LSLI0398 | 104 | Big Spur S 7 Golf Villa | Horseshoe Bay | 78657 |  |  |  | Non-Lead | No | Between 1989 and 2014 |  | Non-Lead | Between 1989 and 2014 |  | Non-Lead | Don't Know | Don't Know |  |  | No | No | No
LSLI0399 | 104 | Big Spur S 8 Golf Villa | Horseshoe Bay | 78657 |  |  |  | Non-Lead | No | Between 1989 and 2014 |  | Non-Lead | Between 1989 and 2014 |  | Non-Lead | Don't Know | Don't Know |  |  | No | No | No
LSLI0400 | 104 | Big Spur S 11 Golf Villa | Horseshoe Bay | 78657 |  |  |  | Non-Lead | No | Between 1989 and 2014 |  | Non-Lead | Between 1989 and 2014 |  | Non-Lead | Don't Know | Don't Know |  |  | No | No | No
LSLI0401 | 104 | Big Spur S 12 Golf Villa | Horseshoe Bay | 78657 |  |  |  | Non-Lead | No | Between 1989 and 2014 |  | Non-Lead | Between 1989 and 2014 |  | Non-Lead | Don't Know | Don't Know |  |  | No | No | No
LSLI0402 | 104 | Big Spur S 14 Golf Villa | Horseshoe Bay | 78657 |  |  |  | Non-Lead | No | Between 1989 and 2014 |  | Non-Lead | Between 1989 and 2014 |  | Non-Lead | Don't Know | Don't Know |  |  | No | No | No
LSLI0403 | 104 | Big Spur S 16 Golf Villa | Horseshoe Bay | 78657 |  |  |  | Non-Lead | No | Between 1989 and 2014 |  | Non-Lead | Between 1989 and 2014 |  | Non-Lead | Don't Know | Don't Know |  |  | No | No | No
LSLI0404 | 100 | Birdie | Horseshoe Bay | 78657 |  |  |  | Non-Lead | No | Between 1989 and 2014 |  | Non-Lead | Between 1989 and 2014 |  | Non-Lead | Don't Know | Don't Know |  |  | No | No | No
LSLI0405 | 107 | Birdie | Horseshoe Bay | 78657 |  |  |  | Non-Lead | No | Between 1989 and 2014 |  | Non-Lead | Between 1989 and 2014 |  | Non-Lead | Don't Know | Don't Know |  |  | No | No | No
LSLI0406 | 107 | Black Stallion | Horseshoe Bay | 78657 |  |  |  | Non-Lead | No | Between 1989 and 2014 |  | Non-Lead | Between 1989 and 2014 |  | Non-Lead | Don't Know | Don't Know |  |  | No | No | No
LSLI0407 | 103 | Black Stallion | Horseshoe Bay | 78657 |  |  |  | Non-Lead | No | After 2014 |  | Non-Lead | After 2014 |  | Non-Lead | No | No |  |  | No | No | No
LSLI0408 | 104 | Blanco Court | Horseshoe Bay | 78657 |  |  |  | Non-Lead | No | After 2014 |  | Non-Lead | After 2014 |  | Non-Lead | No | No |  |  | No | No | No
LSLI0409 | 103 | Blanco Ct | Horseshoe Bay | 78657 |  |  |  | Non-Lead | No | Between 1989 and 2014 |  | Non-Lead | Between 1989 and 2014 |  | Non-Lead | Don't Know | Don't Know |  |  | No | No | No
LSLI0410 | 107 | Blanco Ct | Horseshoe Bay | 78657 |  |  |  | Non-Lead | No | Between 1989 and 2014 |  | Non-Lead | Between 1989 and 2014 |  | Non-Lead | Don't Know | Don't Know |  |  | No | No | No
LSLI0411 | 105 | Blanco Ct | Horseshoe Bay | 78657 |  |  |  | Non-Lead | No | Between 1989 and 2014 |  | Non-Lead | Between 1989 and 2014 |  | Non-Lead | Don't Know | Don't Know |  |  | No | No | No
LSLI0412 | 101 | Blanco Ct | Horseshoe Bay | 78657 |  |  |  | Non-Lead | No | Between 1989 and 2014 |  | Non-Lead | Between 1989 and 2014 |  | Non-Lead | Don't Know | Don't Know |  |  | No | No | No
LSLI0413 | 106 | Blanco Ct | Horseshoe Bay | 78657 |  |  |  | Non-Lead | No | After 2014 |  | Non-Lead | After 2014 |  | Non-Lead | No | No |  |  | No | No | No
LSLI0414 | 109 | Blanco Ct | Horseshoe Bay | 78657 |  |  |  | Non-Lead | No | Between 1989 and 2014 |  | Non-Lead | Between 1989 and 2014 |  | Non-Lead | Don't Know | Don't Know |  |  | No | No | No
LSLI0415 | 108 | Blanco Ct | Horseshoe Bay | 78657 |  |  |  | Non-Lead | No | Between 1989 and 2014 |  | Non-Lead | Between 1989 and 2014 |  | Non-Lead | Don't Know | Don't Know |  |  | No | No | No
LSLI0416 | 438 | Blazing Star | Horseshoe Bay | 78657 |  |  |  | Non-Lead | No | After 2014 |  | Non-Lead | After 2014 |  | Non-Lead | No | No |  |  | No | No | No
LSLI0417 | 324 | Blazing Star | Horseshoe Bay | 78657 |  |  |  | Non-Lead | No | After 2014 |  | Non-Lead | After 2014 |  | Non-Lead | No | No |  |  | No | No | No
LSLI0418 | 320 | Blazing Star | Horseshoe Bay | 78657 |  |  |  | Non-Lead | No | After 2014 |  | Non-Lead | After 2014 |  | Non-Lead | No | No |  |  | No | No | No
LSLI0419 | 200 | Blazing Star | Horseshoe Bay | 78657 |  |  |  | Non-Lead | No | After 2014 |  | Non-Lead | After 2014 |  | Non-Lead | No | No |  |  | No | No | No
LSLI0420 | 208 | Blazing Star | Horseshoe Bay | 78657 |  |  |  | Non-Lead | No | After 2014 |  | Non-Lead | After 2014 |  | Non-Lead | No | No |  |  | No | No | No
LSLI0421 | 408 | Blazing Star | Horseshoe Bay | 78657 |  |  |  | Non-Lead | No | After 2014 |  | Non-Lead | After 2014 |  | Non-Lead | No | No |  |  | No | No | No
LSLI0422 | 420 | Blazing Star | Horseshoe Bay | 78657 |  |  |  | Non-Lead | No | After 2014 |  | Non-Lead | After 2014 |  | Non-Lead | No | No |  |  | No | No | No
LSLI0423 | 332 | Blazing Star | Horseshoe Bay | 78657 |  |  |  | Non-Lead | No | After 2014 |  | Non-Lead | After 2014 |  | Non-Lead | No | No |  |  | No | No | No
LSLI0424 | 407 | Blazing Star | Horseshoe Bay | 78657 |  |  |  | Non-Lead | No | After 2014 |  | Non-Lead | After 2014 |  | Non-Lead | No | No |  |  | No | No | No
LSLI0425 | 384 | Blazing Star | Horseshoe Bay | 78657 |  |  |  | Non-Lead | No | After 2014 |  | Non-Lead | After 2014 |  | Non-Lead | No | No |  |  | No | No | No
LSLI0426 | 406 | Blazing Star | Horseshoe Bay | 78657 |  |  |  | Non-Lead | No | After 2014 |  | Non-Lead | After 2014 |  | Non-Lead | No | No |  |  | No | No | No
LSLI0427 | 394 | Blazing Star | Horseshoe Bay | 78657 |  |  |  | Non-Lead | No | After 2014 |  | Non-Lead | After 2014 |  | Non-Lead | No | No |  |  | No | No | No
LSLI0428 | 336 | Blazing Star | Horseshoe Bay | 78657 |  |  |  | Non-Lead | No | After 2014 |  | Non-Lead | After 2014 |  | Non-Lead | No | No |  |  | No | No | No
LSLI0429 | 304 | Blazing Star | Horseshoe Bay | 78657 |  |  |  | Non-Lead | No | After 2014 |  | Non-Lead | After 2014 |  | Non-Lead | No | No |  |  | No | No | No
LSLI0430 | 107 | Blister Gold | Horseshoe Bay | 78657 |  |  |  | Non-Lead | No | Between 1989 and 2014 |  | Non-Lead | Between 1989 and 2014 |  | Non-Lead | Don't Know | Don't Know |  |  | No | No | No
LSLI0431 | 308 | Blister Gold | Horseshoe Bay | 78657 |  |  |  | Non-Lead | No | Between 1989 and 2014 |  | Non-Lead | Between 1989 and 2014 |  | Non-Lead | Don't Know | Don't Know |  |  | No | No | No
LSLI0432 | 202 | Blue Ground | Horseshoe Bay | 78657 |  |  |  | Non-Lead | No | Between 1989 and 2014 |  | Non-Lead | Between 1989 and 2014 |  | Non-Lead | Don't Know | Don't Know |  |  | No | No | No
LSLI0433 | 100 | Blue Ground | Horseshoe Bay | 78657 |  |  |  | Non-Lead | No | Between 1989 and 2014 |  | Non-Lead | Between 1989 and 2014 |  | Non-Lead | Don't Know | Don't Know |  |  | No | No | No
LSLI0434 | 110 | Blue Ground | Horseshoe Bay | 78657 |  |  |  | Non-Lead | No | Between 1989 and 2014 |  | Non-Lead | Between 1989 and 2014 |  | Non-Lead | Don't Know | Don't Know |  |  | No | No | No
LSLI0435 | 201 | Blue Ground | Horseshoe Bay | 78657 |  |  |  | Non-Lead | No | Between 1989 and 2014 |  | Non-Lead | Between 1989 and 2014 |  | Non-Lead | Don't Know | Don't Know |  |  | No | No | No
LSLI0436 | 108 | Blue Ground | Horseshoe Bay | 78657 |  |  |  | Non-Lead | No | Between 1989 and 2014 |  | Non-Lead | Between 1989 and 2014 |  | Non-Lead | Don't Know | Don't Know |  |  | No | No | No
LSLI0437 | 208 | Blue Ground | Horseshoe Bay | 78657 |  |  |  | Non-Lead | No | Between 1989 and 2014 |  | Non-Lead | Between 1989 and 2014 |  | Non-Lead | Don't Know | Don't Know |  |  | No | No | No
LSLI0438 | 101 | Blue Ground | Horseshoe Bay | 78657 |  |  |  | Non-Lead | No | Between 1989 and 2014 |  | Non-Lead | Between 1989 and 2014 |  | Non-Lead | Don't Know | Don't Know |  |  | No | No | No
LSLI0439 | 200 | Blue Ground | Horseshoe Bay | 78657 |  |  |  | Non-Lead | No | Between 1989 and 2014 |  | Non-Lead | Between 1989 and 2014 |  | Non-Lead | Don't Know | Don't Know |  |  | No | No | Yes | Tier 1
LSLI0440 | 204 | Blue Ground | Horseshoe Bay | 78657 |  |  |  | Non-Lead | No | Between 1989 and 2014 |  | Non-Lead | Between 1989 and 2014 |  | Non-Lead | Don't Know | Don't Know |  |  | No | No | No
LSLI0441 | 213 | Blue Ground | Horseshoe Bay | 78657 |  |  |  | Non-Lead | No | Between 1989 and 2014 |  | Non-Lead | Between 1989 and 2014 |  | Non-Lead | Don't Know | Don't Know |  |  | No | No | No
LSLI0442 | 212 | Blue Ground | Horseshoe Bay | 78657 |  |  |  | Non-Lead | No | Between 1989 and 2014 |  | Non-Lead | Between 1989 and 2014 |  | Non-Lead | Don't Know | Don't Know |  |  | No | No | Yes | Tier 1
LSLI0443 | 300 | Blue Ground | Horseshoe Bay | 78657 |  |  |  | Non-Lead | No | Between 1989 and 2014 |  | Non-Lead | Between 1989 and 2014 |  | Non-Lead | Don't Know | Don't Know |  |  | No | No | No
LSLI0444 | 106 | Blue Ground | Horseshoe Bay | 78657 |  |  |  | Non-Lead | No | Between 1989 and 2014 |  | Non-Lead | Between 1989 and 2014 |  | Non-Lead | Don't Know | Don't Know |  |  | No | No | No
LSLI0445 | 304 | Blue Ground | Horseshoe Bay | 78657 |  |  |  | Non-Lead | No | Between 1989 and 2014 |  | Non-Lead | Between 1989 and 2014 |  | Non-Lead | Don't Know | Don't Know |  |  | No | No | No
LSLI0446 | 307 | Blue Ground | Horseshoe Bay | 78657 |  |  |  | Non-Lead | No | Between 1989 and 2014 |  | Non-Lead | Between 1989 and 2014 |  | Non-Lead | Don't Know | Don't Know |  |  | No | No | No
LSLI0447 | 104 | Blue Ground | Horseshoe Bay | 78657 |  |  |  | Non-Lead | No | After 2014 |  | Non-Lead | After 2014 |  | Non-Lead | No | No |  |  | No | No | No
LSLI0448 | 210 | Blue Ground | Horseshoe Bay | 78657 |  |  |  | Non-Lead | No | After 2014 |  | Non-Lead | After 2014 |  | Non-Lead | No | No |  |  | No | No | No
LSLI0449 | 103 | Blue Ground | Horseshoe Bay | 78657 |  |  |  | Non-Lead | No | After 2014 |  | Non-Lead | After 2014 |  | Non-Lead | No | No |  |  | No | No | No
LSLI0450 | 102 | Blue Ground | Horseshoe Bay | 78657 |  |  |  | Non-Lead | No | After 2014 |  | Non-Lead | After 2014 |  | Non-Lead | No | No |  |  | No | No | No
LSLI0451 | 309 | Blue Ground | Horseshoe Bay | 78657 |  |  |  | Non-Lead | No | After 2014 |  | Non-Lead | After 2014 |  | Non-Lead | No | No |  |  | No | No | No
LSLI0452 | 313 | Blue Ground | Horseshoe Bay | 78657 |  |  |  | Non-Lead | No | After 2014 |  | Non-Lead | After 2014 |  | Non-Lead | No | No |  |  | No | No | No
LSLI0453 | 101 | Blue Yonder | Horseshoe Bay | 78657 |  |  |  | Non-Lead | No | After 2014 |  | Non-Lead | After 2014 |  | Non-Lead | No | No |  |  | No | No | No
LSLI0454 | 106 | Blue Yonder | Horseshoe Bay | 78657 |  |  |  | Non-Lead | No | Between 1989 and 2014 |  | Non-Lead | Between 1989 and 2014 |  | Non-Lead | Don't Know | Don't Know |  |  | No | No | No
LSLI0455 | 1000 | Bob White | Horseshoe Bay | 78657 |  |  |  | Non-Lead | No | Between 1989 and 2014 |  | Non-Lead | Between 1989 and 2014 |  | Non-Lead | Don't Know | Don't Know |  |  | No | No | No
LSLI0456 | 108 | Bogie | Horseshoe Bay | 78657 |  |  |  | Non-Lead | No | Between 1989 and 2014 |  | Non-Lead | Between 1989 and 2014 |  | Non-Lead | Don't Know | Don't Know |  |  | No | No | No
LSLI0457 | 113 | Boot Hill | Horseshoe Bay | 78657 |  |  |  | Non-Lead | No | Between 1989 and 2014 |  | Non-Lead | Between 1989 and 2014 |  | Non-Lead | Don't Know | Don't Know |  |  | No | No | No
LSLI0458 | 100 | Boot Hill | Horseshoe Bay | 78657 |  |  |  | Non-Lead | No | Between 1989 and 2014 |  | Non-Lead | Between 1989 and 2014 |  | Non-Lead | Don't Know | Don't Know |  |  | No | No | No
LSLI0459 | 114 | Boot Hill | Horseshoe Bay | 78657 |  |  |  | Non-Lead | No | Between 1989 and 2014 |  | Non-Lead | Between 1989 and 2014 |  | Non-Lead | Don't Know | Don't Know |  |  | No | No | Yes | Tier 1
LSLI0460 | 110 | Boot Hill | Horseshoe Bay | 78657 |  |  |  | Non-Lead | No | Between 1989 and 2014 |  | Non-Lead | Between 1989 and 2014 |  | Non-Lead | Don't Know | Don't Know |  |  | No | No | Yes | Tier 1
LSLI0461 | 104 | Bottom's Up | Horseshoe Bay | 78657 |  |  |  | Non-Lead | No | After 2014 |  | Non-Lead | After 2014 |  | Non-Lead | No | No |  |  | No | No | No
LSLI0462 | 104 | Bowers Circle | Horseshoe Bay | 78657 |  |  |  | Non-Lead | No | After 2014 |  | Non-Lead | After 2014 |  | Non-Lead | No | No |  |  | No | No | No
LSLI0463 | 103 | Bower's Circle | Horseshoe Bay | 78657 |  |  |  | Non-Lead | No | After 2014 |  | Non-Lead | After 2014 |  | Non-Lead | No | No |  |  | No | No | No
LSLI0464 | 101 | Bower's Circle | Horseshoe Bay | 78657 |  |  |  | Non-Lead | No | After 2014 |  | Non-Lead | After 2014 |  | Non-Lead | No | No |  |  | No | No | No
LSLI0465 | 1401 | Bowie Knife | Horseshoe Bay | 78657 |  |  |  | Non-Lead | No | Between 1989 and 2014 |  | Non-Lead | Between 1989 and 2014 |  | Non-Lead | Don't Know | Don't Know |  |  | No | No | No
LSLI0466 | 1400 | Bowie Knife | Horseshoe Bay | 78657 |  |  |  | Non-Lead | No | Between 1989 and 2014 |  | Non-Lead | Between 1989 and 2014 |  | Non-Lead | Don't Know | Don't Know |  |  | No | No | No
LSLI0467 | 507 | Branding Iron | Horseshoe Bay | 78657 |  |  |  | Non-Lead | No | After 2014 |  | Non-Lead | After 2014 |  | Non-Lead | No | No |  |  | No | No | No
LSLI0468 | 106 | Brandywine | Horseshoe Bay | 78657 |  |  |  | Non-Lead | No | Between 1989 and 2014 |  | Non-Lead | Between 1989 and 2014 |  | Non-Lead | Don't Know | Don't Know |  |  | No | No | No
LSLI0469 | 109 | Brandywine | Horseshoe Bay | 78657 |  |  |  | Non-Lead | No | Between 1989 and 2014 |  | Non-Lead | Between 1989 and 2014 |  | Non-Lead | Don't Know | Don't Know |  |  | No | No | No
LSLI0470 | 101 | Brandywine | Horseshoe Bay | 78657 |  |  |  | Non-Lead | No | After 2014 |  | Non-Lead | After 2014 |  | Non-Lead | No | No |  |  | No | No | No
LSLI0471 | 118 | Brandywine | Horseshoe Bay | 78657 |  |  |  | Non-Lead | No | After 2014 |  | Non-Lead | After 2014 |  | Non-Lead | No | No |  |  | No | No | No
LSLI0472 | 110 | Brandywine | Horseshoe Bay | 78657 |  |  |  | Non-Lead | No | After 2014 |  | Non-Lead | After 2014 |  | Non-Lead | No | No |  |  | No | No | No
LSLI0473 | 1307 | Broken Arrow | Horseshoe Bay | 78657 |  |  |  | Non-Lead | No | Between 1989 and 2014 |  | Non-Lead | Between 1989 and 2014 |  | Non-Lead | Don't Know | Don't Know |  |  | No | No | No
LSLI0474 | 1309 | Broken Arrow | Horseshoe Bay | 78657 |  |  |  | Non-Lead | No | Between 1989 and 2014 |  | Non-Lead | Between 1989 and 2014 |  | Non-Lead | Don't Know | Don't Know |  |  | No | No | No
LSLI0475 | 801 | Broken Arrow | Horseshoe Bay | 78657 |  |  |  | Non-Lead | No | Between 1989 and 2014 |  | Non-Lead | Between 1989 and 2014 |  | Non-Lead | Don't Know | Don't Know |  |  | No | No | No
LSLI0476 | 811 | Broken Arrow | Horseshoe Bay | 78657 |  |  |  | Non-Lead | No | Between 1989 and 2014 |  | Non-Lead | Between 1989 and 2014 |  | Non-Lead | Don't Know | Don't Know |  |  | No | No | No
LSLI0477 | 1311 | Broken Arrow | Horseshoe Bay | 78657 |  |  |  | Non-Lead | No | Between 1989 and 2014 |  | Non-Lead | Between 1989 and 2014 |  | Non-Lead | Don't Know | Don't Know |  |  | No | No | No
LSLI0478 | 807 | Broken Arrow | Horseshoe Bay | 78657 |  |  |  | Non-Lead | No | Between 1989 and 2014 |  | Non-Lead | Between 1989 and 2014 |  | Non-Lead | Don't Know | Don't Know |  |  | No | No | No
LSLI0479 | 1308 | Broken Arrow | Horseshoe Bay | 78657 |  |  |  | Non-Lead | No | Between 1989 and 2014 |  | Non-Lead | Between 1989 and 2014 |  | Non-Lead | Don't Know | Don't Know |  |  | No | No | Yes | Tier 1
LSLI0480 | 1310 | Broken Arrow | Horseshoe Bay | 78657 |  |  |  | Non-Lead | No | Between 1989 and 2014 |  | Non-Lead | Between 1989 and 2014 |  | Non-Lead | Don't Know | Don't Know |  |  | No | No | No
LSLI0481 | 1209 | Broken Arrow | Horseshoe Bay | 78657 |  |  |  | Non-Lead | No | After 2014 |  | Non-Lead | After 2014 |  | Non-Lead | No | No |  |  | No | No | No
LSLI0482 | 829 | Broken Arrow | Horseshoe Bay | 78657 |  |  |  | Non-Lead | No | After 2014 |  | Non-Lead | After 2014 |  | Non-Lead | No | No |  |  | No | No | No
LSLI0483 | 805 | Broken Arrow | Horseshoe Bay | 78657 |  |  |  | Non-Lead | No | After 2014 |  | Non-Lead | After 2014 |  | Non-Lead | No | No |  |  | No | No | No
LSLI0484 | 928 | Broken Arrow | Horseshoe Bay | 78657 |  |  |  | Non-Lead | No | After 2014 |  | Non-Lead | After 2014 |  | Non-Lead | No | No |  |  | No | No | No
LSLI0485 | 113 | Broken Bow | Horseshoe Bay | 78657 |  |  |  | Non-Lead | No | Between 1989 and 2014 |  | Non-Lead | Between 1989 and 2014 |  | Non-Lead | Don't Know | Don't Know |  |  | No | No | No
LSLI0486 | 106 | Broken Bow | Horseshoe Bay | 78657 |  |  |  | Non-Lead | No | After 2014 |  | Non-Lead | After 2014 |  | Non-Lead | No | No |  |  | No | No | No
LSLI0487 | 1415 | Broken Hills | Horseshoe Bay | 78657 |  |  |  | Non-Lead | No | Between 1989 and 2014 |  | Non-Lead | Between 1989 and 2014 |  | Non-Lead | Don't Know | Don't Know |  |  | No | No | No
LSLI0488 | 1413 | Broken Hills | Horseshoe Bay | 78657 |  |  |  | Non-Lead | No | Between 1989 and 2014 |  | Non-Lead | Between 1989 and 2014 |  | Non-Lead | Don't Know | Don't Know |  |  | No | No | No
LSLI0489 | 704 | Broken Hills | Horseshoe Bay | 78657 |  |  |  | Non-Lead | No | Between 1989 and 2014 |  | Non-Lead | Between 1989 and 2014 |  | Non-Lead | Don't Know | Don't Know |  |  | No | No | No
LSLI0490 | 1409 | Broken Hills | Horseshoe Bay | 78657 |  |  |  | Non-Lead | No | Between 1989 and 2014 |  | Non-Lead | Between 1989 and 2014 |  | Non-Lead | Don't Know | Don't Know |  |  | No | No | No
LSLI0491 | 1403 | Broken Hills | Horseshoe Bay | 78657 |  |  |  | Non-Lead | No | Between 1989 and 2014 |  | Non-Lead | Between 1989 and 2014 |  | Non-Lead | Don't Know | Don't Know |  |  | No | No | No
LSLI0492 | 702 | Broken Hills | Horseshoe Bay | 78657 |  |  |  | Non-Lead | No | Between 1989 and 2014 |  | Non-Lead | Between 1989 and 2014 |  | Non-Lead | Don't Know | Don't Know |  |  | No | No | No
LSLI0493 | 200 | Broken Hills | Horseshoe Bay | 78657 |  |  |  | Non-Lead | No | Between 1989 and 2014 |  | Non-Lead | Between 1989 and 2014 |  | Non-Lead | Don't Know | Don't Know |  |  | No | No | No
LSLI0494 | 202 | Broken Hills | Horseshoe Bay | 78657 |  |  |  | Non-Lead | No | Between 1989 and 2014 |  | Non-Lead | Between 1989 and 2014 |  | Non-Lead | Don't Know | Don't Know |  |  | No | No | No
LSLI0495 | 1006 | Broken Hills | Horseshoe Bay | 78657 |  |  |  | Non-Lead | No | Between 1989 and 2014 |  | Non-Lead | Between 1989 and 2014 |  | Non-Lead | Don't Know | Don't Know |  |  | No | No | No
LSLI0496 | 703 | Broken Hills | Horseshoe Bay | 78657 |  |  |  | Non-Lead | No | Between 1989 and 2014 |  | Non-Lead | Between 1989 and 2014 |  | Non-Lead | Don't Know | Don't Know |  |  | No | No | No
LSLI0497 | 1007 | Broken Hills | Horseshoe Bay | 78657 |  |  |  | Non-Lead | No | Between 1989 and 2014 |  | Non-Lead | Between 1989 and 2014 |  | Non-Lead | Don't Know | Don't Know |  |  | No | No | No
LSLI0498 | 1401 | Broken Hills | Horseshoe Bay | 78657 |  |  |  | Non-Lead | No | Between 1989 and 2014 |  | Non-Lead | Between 1989 and 2014 |  | Non-Lead | Don't Know | Don't Know |  |  | No | No | No
LSLI0499 | 1401 | Broken Hills (Casita) | Horseshoe Bay | 78657 |  |  |  | Non-Lead | No | After 2014 |  | Non-Lead | After 2014 |  | Non-Lead | No | No |  |  | No | No | No
LSLI0500 | 400 | Broken Hills | Horseshoe Bay | 78657 |  |  |  | Non-Lead | No | After 2014 |  | Non-Lead | After 2014 |  | Non-Lead | No | No |  |  | No | No | No
LSLI0501 | 300 | Broken Hills | Horseshoe Bay | 78657 |  |  |  | Non-Lead | No | After 2014 |  | Non-Lead | After 2014 |  | Non-Lead | No | No |  |  | No | No | No
LSLI0502 | 1003 | Broken Hills | Horseshoe Bay | 78657 |  |  |  | Non-Lead | No | After 2014 |  | Non-Lead | After 2014 |  | Non-Lead | No | No |  |  | No | No | No
LSLI0503 | 620 | Broken Hills | Horseshoe Bay | 78657 |  |  |  | Non-Lead | No | After 2014 |  | Non-Lead | After 2014 |  | Non-Lead | No | No |  |  | No | No | No
LSLI0504 | 404 | Broken Hills | Horseshoe Bay | 78657 |  |  |  | Non-Lead | No | After 2014 |  | Non-Lead | After 2014 |  | Non-Lead | No | No |  |  | No | No | No
LSLI0505 | 624 | Broken Hills | Horseshoe Bay | 78657 |  |  |  | Non-Lead | No | After 2014 |  | Non-Lead | After 2014 |  | Non-Lead | No | No |  |  | No | No | No
LSLI0506 | 906 | Broken Hills | Horseshoe Bay | 78657 |  |  |  | Non-Lead | No | After 2014 |  | Non-Lead | After 2014 |  | Non-Lead | No | No |  |  | No | No | No
LSLI0507 | 1421 | Broken Hills | Horseshoe Bay | 78657 |  |  |  | Non-Lead | No | After 2014 |  | Non-Lead | After 2014 |  | Non-Lead | No | No |  |  | No | No | No
LSLI0508 | 1419 | Broken Hills | Horseshoe Bay | 78657 |  |  |  | Non-Lead | No | After 2014 |  | Non-Lead | After 2014 |  | Non-Lead | No | No |  |  | No | No | No
LSLI0509 | 603 | Broken Hills | Horseshoe Bay | 78657 |  |  |  | Non-Lead | No | After 2014 |  | Non-Lead | After 2014 |  | Non-Lead | No | No |  |  | No | No | No
LSLI0510 | 608 | Broken Hills | Horseshoe Bay | 78657 |  |  |  | Non-Lead | No | After 2014 |  | Non-Lead | After 2014 |  | Non-Lead | No | No |  |  | No | No | No
LSLI0511 | 707 | Broken Hills | Horseshoe Bay | 78657 |  |  |  | Non-Lead | No | After 2014 |  | Non-Lead | After 2014 |  | Non-Lead | No | No |  |  | No | No | No
LSLI0512 | 804 | Broken Hills | Horseshoe Bay | 78657 |  |  |  | Non-Lead | No | After 2014 |  | Non-Lead | After 2014 |  | Non-Lead | No | No |  |  | No | No | No
LSLI0513 | 612 | Broken Hills | Horseshoe Bay | 78657 |  |  |  | Non-Lead | No | After 2014 |  | Non-Lead | After 2014 |  | Non-Lead | No | No |  |  | No | No | No
LSLI0514 | 1417 | Broken Hills | Horseshoe Bay | 78657 |  |  |  | Non-Lead | No | After 2014 |  | Non-Lead | After 2014 |  | Non-Lead | No | No |  |  | No | No | No
LSLI0515 | 304 | Broken Hills | Horseshoe Bay | 78657 |  |  |  | Non-Lead | No | After 2014 |  | Non-Lead | After 2014 |  | Non-Lead | No | No |  |  | No | No | No
LSLI0516 | 505 | Broken Hills | Horseshoe Bay | 78657 |  |  |  | Non-Lead | No | After 2014 |  | Non-Lead | After 2014 |  | Non-Lead | No | No |  |  | No | No | No
LSLI0517 | 405 | Broken Hills 2 A | Horseshoe Bay | 78657 |  |  |  | Non-Lead | No | Between 1989 and 2014 |  | Non-Lead | Between 1989 and 2014 |  | Non-Lead | Don't Know | Don't Know |  |  | No | No | No
LSLI0518 | 405 | Broken Hills 1 B | Horseshoe Bay | 78657 |  |  |  | Non-Lead | No | Between 1989 and 2014 |  | Non-Lead | Between 1989 and 2014 |  | Non-Lead | Don't Know | Don't Know |  |  | No | No | No
LSLI0519 | 1406 | Broken Hills 1 Escape | Horseshoe Bay | 78657 |  |  |  | Non-Lead | No | Between 1989 and 2014 |  | Non-Lead | Between 1989 and 2014 |  | Non-Lead | Don't Know | Don't Know |  |  | No | No | No
LSLI0520 | 1406 | Broken Hills 2 Escape | Horseshoe Bay | 78657 |  |  |  | Non-Lead | No | Between 1989 and 2014 |  | Non-Lead | Between 1989 and 2014 |  | Non-Lead | Don't Know | Don't Know |  |  | No | No | No
LSLI0521 | 1406 | Broken Hills 5 Escape | Horseshoe Bay | 78657 |  |  |  | Non-Lead | No | Between 1989 and 2014 |  | Non-Lead | Between 1989 and 2014 |  | Non-Lead | Don't Know | Don't Know |  |  | No | No | No
LSLI0522 | 1406 | Broken Hills 6 Escape | Horseshoe Bay | 78657 |  |  |  | Non-Lead | No | Between 1989 and 2014 |  | Non-Lead | Between 1989 and 2014 |  | Non-Lead | Don't Know | Don't Know |  |  | No | No | No
LSLI0523 | 1406 | Broken Hills 7 Escape | Horseshoe Bay | 78657 |  |  |  | Non-Lead | No | Between 1989 and 2014 |  | Non-Lead | Between 1989 and 2014 |  | Non-Lead | Don't Know | Don't Know |  |  | No | No | No
LSLI0524 | 1406 | Broken Hills 8 Escape | Horseshoe Bay | 78657 |  |  |  | Non-Lead | No | Between 1989 and 2014 |  | Non-Lead | Between 1989 and 2014 |  | Non-Lead | Don't Know | Don't Know |  |  | No | No | No
LSLI0525 | 1406 | Broken Hills 12 Escape | Horseshoe Bay | 78657 |  |  |  | Non-Lead | No | Between 1989 and 2014 |  | Non-Lead | Between 1989 and 2014 |  | Non-Lead | Don't Know | Don't Know |  |  | No | No | No
LSLI0526 | 1406 | Broken Hills 14 Escape | Horseshoe Bay | 78657 |  |  |  | Non-Lead | No | Between 1989 and 2014 |  | Non-Lead | Between 1989 and 2014 |  | Non-Lead | Don't Know | Don't Know |  |  | No | No | No
LSLI0527 | 1406 | Broken Hills 15 Escape | Horseshoe Bay | 78657 |  |  |  | Non-Lead | No | Between 1989 and 2014 |  | Non-Lead | Between 1989 and 2014 |  | Non-Lead | Don't Know | Don't Know |  |  | No | No | No
LSLI0528 | 1406 | Broken Hills 16 Escape | Horseshoe Bay | 78657 |  |  |  | Non-Lead | No | Between 1989 and 2014 |  | Non-Lead | Between 1989 and 2014 |  | Non-Lead | Don't Know | Don't Know |  |  | No | No | No
LSLI0529 | 1406 | Broken Hills 18 Escape | Horseshoe Bay | 78657 |  |  |  | Non-Lead | No | Between 1989 and 2014 |  | Non-Lead | Between 1989 and 2014 |  | Non-Lead | Don't Know | Don't Know |  |  | No | No | No
LSLI0530 | 1406 | Broken Hills 19 Escape | Horseshoe Bay | 78657 |  |  |  | Non-Lead | No | Between 1989 and 2014 |  | Non-Lead | Between 1989 and 2014 |  | Non-Lead | Don't Know | Don't Know |  |  | No | No | No
LSLI0531 | 1406 | Broken Hills 20 Escape | Horseshoe Bay | 78657 |  |  |  | Non-Lead | No | Between 1989 and 2014 |  | Non-Lead | Between 1989 and 2014 |  | Non-Lead | Don't Know | Don't Know |  |  | No | No | No
LSLI0532 | 1406 | Broken Hills 22 Escape | Horseshoe Bay | 78657 |  |  |  | Non-Lead | No | Between 1989 and 2014 |  | Non-Lead | Between 1989 and 2014 |  | Non-Lead | Don't Know | Don't Know |  |  | No | No | No
LSLI0533 | 1407 | Broken Hils | Horseshoe Bay | 78657 |  |  |  | Non-Lead | No | After 2014 |  | Non-Lead | After 2014 |  | Non-Lead | No | No |  |  | No | No | No
LSLI0534 | 107 | Buckeye | Horseshoe Bay | 78657 |  |  |  | Non-Lead | No | Between 1989 and 2014 |  | Non-Lead | Between 1989 and 2014 |  | Non-Lead | Don't Know | Don't Know |  |  | No | No | No
LSLI0535 | 106 | Buckeye | Horseshoe Bay | 78657 |  |  |  | Non-Lead | No | After 2014 |  | Non-Lead | After 2014 |  | Non-Lead | No | No |  |  | No | No | No
LSLI0536 | 602 | Buckskin Court | Horseshoe Bay | 78657 |  |  |  | Non-Lead | No | Between 1989 and 2014 |  | Non-Lead | Between 1989 and 2014 |  | Non-Lead | Don't Know | Don't Know |  |  | No | No | No
LSLI0537 | 110 | Buffalo Courtside | Horseshoe Bay | 78657 |  |  |  | Non-Lead | No | Between 1989 and 2014 |  | Non-Lead | Between 1989 and 2014 |  | Non-Lead | Don't Know | Don't Know |  |  | No | No | Yes | Tier 1
LSLI0538 | 218 | Buffalo Peak | Horseshoe Bay | 78657 |  |  |  | Non-Lead | No | Between 1989 and 2014 |  | Non-Lead | Between 1989 and 2014 |  | Non-Lead | Don't Know | Don't Know |  |  | No | No | No
LSLI0539 | 213 | Buffalo Peak | Horseshoe Bay | 78657 |  |  |  | Non-Lead | No | Between 1989 and 2014 |  | Non-Lead | Between 1989 and 2014 |  | Non-Lead | Don't Know | Don't Know |  |  | No | No | No
LSLI0540 | 217 | Buffalo Peak | Horseshoe Bay | 78657 |  |  |  | Non-Lead | No | Between 1989 and 2014 |  | Non-Lead | Between 1989 and 2014 |  | Non-Lead | Don't Know | Don't Know |  |  | No | No | No
LSLI0541 | 216 | Buffalo Peak | Horseshoe Bay | 78657 |  |  |  | Non-Lead | No | After 2014 |  | Non-Lead | After 2014 |  | Non-Lead | No | No |  |  | No | No | No
LSLI0542 | 210 | Buffalo Peak | Horseshoe Bay | 78657 |  |  |  | Non-Lead | No | After 2014 |  | Non-Lead | After 2014 |  | Non-Lead | No | No |  |  | No | No | No
LSLI0543 | 212 | Buffalo Peak | Horseshoe Bay | 78657 |  |  |  | Non-Lead | No | After 2014 |  | Non-Lead | After 2014 |  | Non-Lead | No | No |  |  | No | No | No
LSLI0544 | 214 | Buffalo Peak | Horseshoe Bay | 78657 |  |  |  | Non-Lead | No | After 2014 |  | Non-Lead | After 2014 |  | Non-Lead | No | No |  |  | No | No | No
LSLI0545 | 206 | Buffalo Peak | Horseshoe Bay | 78657 |  |  |  | Non-Lead | No | After 2014 |  | Non-Lead | After 2014 |  | Non-Lead | No | No |  |  | No | No | No
LSLI0546 | 111 | Buggy Whip | Horseshoe Bay | 78657 |  |  |  | Non-Lead | No | Between 1989 and 2014 |  | Non-Lead | Between 1989 and 2014 |  | Non-Lead | Don't Know | Don't Know |  |  | No | No | No
LSLI0547 | 109 | Buggy Whip | Horseshoe Bay | 78657 |  |  |  | Non-Lead | No | Between 1989 and 2014 |  | Non-Lead | Between 1989 and 2014 |  | Non-Lead | Don't Know | Don't Know |  |  | No | No | No
LSLI0548 | 100 | Buggy Whip | Horseshoe Bay | 78657 |  |  |  | Non-Lead | No | Between 1989 and 2014 |  | Non-Lead | Between 1989 and 2014 |  | Non-Lead | Don't Know | Don't Know |  |  | No | No | No
LSLI0549 | 501 | Bull Whip | Horseshoe Bay | 78657 |  |  |  | Non-Lead | No | Between 1989 and 2014 |  | Non-Lead | Between 1989 and 2014 |  | Non-Lead | Don't Know | Don't Know |  |  | No | No | No
LSLI0550 | 1600 | Bunker Hill | Horseshoe Bay | 78657 |  |  |  | Non-Lead | No | Between 1989 and 2014 |  | Non-Lead | Between 1989 and 2014 |  | Non-Lead | Don't Know | Don't Know |  |  | No | No | No
LSLI0551 | 1601 | Bunker Hill | Horseshoe Bay | 78657 |  |  |  | Non-Lead | No | After 2014 |  | Non-Lead | After 2014 |  | Non-Lead | No | No |  |  | No | No | No
LSLI0552 | 109 | Bunny Run Ln | Horseshoe Bay | 78657 |  |  |  | Non-Lead | No | Between 1989 and 2014 |  | Non-Lead | Between 1989 and 2014 |  | Non-Lead | Don't Know | Don't Know |  |  | No | No | No
LSLI0553 | 100 | Bunny Run Ln | Horseshoe Bay | 78657 |  |  |  | Non-Lead | No | After 2014 |  | Non-Lead | After 2014 |  | Non-Lead | No | No |  |  | No | No | No
LSLI0554 | 102 | Bunny Run Ln A | Horseshoe Bay | 78657 |  |  |  | Non-Lead | No | Between 1989 and 2014 |  | Non-Lead | Between 1989 and 2014 |  | Non-Lead | Don't Know | Don't Know |  |  | No | No | No
LSLI0555 | 102 | Bunny Run Ln D | Horseshoe Bay | 78657 |  |  |  | Non-Lead | No | Between 1989 and 2014 |  | Non-Lead | Between 1989 and 2014 |  | Non-Lead | Don't Know | Don't Know |  |  | No | No | No
LSLI0556 | 110 | Bunny Run Ln | Horseshoe Bay | 78657 |  |  |  | Non-Lead | No | After 2014 |  | Non-Lead | After 2014 |  | Non-Lead | No | No |  |  | No | No | No
LSLI0557 | 1252 | Buntline Special | Horseshoe Bay | 78657 |  |  |  | Non-Lead | No | After 2014 |  | Non-Lead | After 2014 |  | Non-Lead | No | No |  |  | No | No | No
LSLI0558 | 102 | Burr Oak | Horseshoe Bay | 78657 |  |  |  | Non-Lead | No | Between 1989 and 2014 |  | Non-Lead | Between 1989 and 2014 |  | Non-Lead | Don't Know | Don't Know |  |  | No | No | No
LSLI0559 | 105 | Burr Oak | Horseshoe Bay | 78657 |  |  |  | Non-Lead | No | Between 1989 and 2014 |  | Non-Lead | Between 1989 and 2014 |  | Non-Lead | Don't Know | Don't Know |  |  | No | No | No
LSLI0560 | 109 | Burr Oak | Horseshoe Bay | 78657 |  |  |  | Non-Lead | No | Between 1989 and 2014 |  | Non-Lead | Between 1989 and 2014 |  | Non-Lead | Don't Know | Don't Know |  |  | No | No | No
LSLI0561 | 101 | Burr Oak | Horseshoe Bay | 78657 |  |  |  | Non-Lead | No | Between 1989 and 2014 |  | Non-Lead | Between 1989 and 2014 |  | Non-Lead | Don't Know | Don't Know |  |  | No | No | Yes | Tier 1
LSLI0562 | 2105 | Cactus | Horseshoe Bay | 78657 |  |  |  | Non-Lead | No | After 2014 |  | Non-Lead | After 2014 |  | Non-Lead | No | No |  |  | No | No | No
LSLI0563 | 112 | Cactus Canyon | Horseshoe Bay | 78657 |  |  |  | Non-Lead | No | Between 1989 and 2014 |  | Non-Lead | Between 1989 and 2014 |  | Non-Lead | Don't Know | Don't Know |  |  | No | No | No
LSLI0564 | 109 | Cactus Canyon | Horseshoe Bay | 78657 |  |  |  | Non-Lead | No | Between 1989 and 2014 |  | Non-Lead | Between 1989 and 2014 |  | Non-Lead | Don't Know | Don't Know |  |  | No | No | No
LSLI0565 | 115 | Cactus Canyon | Horseshoe Bay | 78657 |  |  |  | Non-Lead | No | After 2014 |  | Non-Lead | After 2014 |  | Non-Lead | No | No |  |  | No | No | No
LSLI0566 | 106 | Cactus Corner | Horseshoe Bay | 78657 |  |  |  | Non-Lead | No | After 2014 |  | Non-Lead | After 2014 |  | Non-Lead | No | No |  |  | No | No | No
LSLI0567 | 100 | Cactus Corner | Horseshoe Bay | 78657 |  |  |  | Non-Lead | No | After 2014 |  | Non-Lead | After 2014 |  | Non-Lead | No | No |  |  | No | No | No
LSLI0568 | 211 | Cactus Corner | Horseshoe Bay | 78657 |  |  |  | Non-Lead | No | After 2014 |  | Non-Lead | After 2014 |  | Non-Lead | No | No |  |  | No | No | No
LSLI0569 | 119 | Cactus Corner | Horseshoe Bay | 78657 |  |  |  | Non-Lead | No | After 2014 |  | Non-Lead | After 2014 |  | Non-Lead | No | No |  |  | No | No | No
LSLI0570 | 214 | Cactus Corner | Horseshoe Bay | 78657 |  |  |  | Non-Lead | No | After 2014 |  | Non-Lead | After 2014 |  | Non-Lead | No | No |  |  | No | No | No
LSLI0571 | 104 | Cactus Corner | Horseshoe Bay | 78657 |  |  |  | Non-Lead | No | After 2014 |  | Non-Lead | After 2014 |  | Non-Lead | No | No |  |  | No | No | No
LSLI0572 | 207 | Canyon Creek | Horseshoe Bay | 78657 |  |  |  | Non-Lead | No | After 2014 |  | Non-Lead | After 2014 |  | Non-Lead | No | No |  |  | No | No | No
LSLI0573 | 210 | Canyon Creek | Horseshoe Bay | 78657 |  |  |  | Non-Lead | No | After 2014 |  | Non-Lead | After 2014 |  | Non-Lead | No | No |  |  | No | No | No
LSLI0574 | 212 | Canyon Creek | Horseshoe Bay | 78657 |  |  |  | Non-Lead | No | After 2014 |  | Non-Lead | After 2014 |  | Non-Lead | No | No |  |  | No | No | No
LSLI0575 | 206 | Canyon Creek | Horseshoe Bay | 78657 |  |  |  | Non-Lead | No | After 2014 |  | Non-Lead | After 2014 |  | Non-Lead | No | No |  |  | No | No | No
LSLI0576 | 109 | Cap Rock | Horseshoe Bay | 78657 |  |  |  | Non-Lead | No | After 2014 |  | Non-Lead | After 2014 |  | Non-Lead | No | No |  |  | No | No | No
LSLI0577 | 118 | Cap Rock | Horseshoe Bay | 78657 |  |  |  | Non-Lead | No | After 2014 |  | Non-Lead | After 2014 |  | Non-Lead | No | No |  |  | No | No | No
LSLI0578 | 117 | Captains Row | Horseshoe Bay | 78657 |  |  |  | Non-Lead | No | Between 1989 and 2014 |  | Non-Lead | Between 1989 and 2014 |  | Non-Lead | Don't Know | Don't Know |  |  | No | No | No
LSLI0579 | 116 | Captains Row | Horseshoe Bay | 78657 |  |  |  | Non-Lead | No | Between 1989 and 2014 |  | Non-Lead | Between 1989 and 2014 |  | Non-Lead | Don't Know | Don't Know |  |  | No | No | No
LSLI0580 | 101 | Captains Row | Horseshoe Bay | 78657 |  |  |  | Non-Lead | No | Between 1989 and 2014 |  | Non-Lead | Between 1989 and 2014 |  | Non-Lead | Don't Know | Don't Know |  |  | No | No | No
LSLI0581 | 110 | Captains Row | Horseshoe Bay | 78657 |  |  |  | Non-Lead | No | Between 1989 and 2014 |  | Non-Lead | Between 1989 and 2014 |  | Non-Lead | Don't Know | Don't Know |  |  | No | No | Yes | Tier 1
LSLI0582 | 119 | Cardinal | Horseshoe Bay | 78657 |  |  |  | Non-Lead | No | Between 1989 and 2014 |  | Non-Lead | Between 1989 and 2014 |  | Non-Lead | Don't Know | Don't Know |  |  | No | No | No
LSLI0583 | 125 | Cardinal | Horseshoe Bay | 78657 |  |  |  | Non-Lead | No | After 2014 |  | Non-Lead | After 2014 |  | Non-Lead | No | No |  |  | No | No | No
LSLI0584 | 104 | Cardinal B | Horseshoe Bay | 78657 |  |  |  | Non-Lead | No | Between 1989 and 2014 |  | Non-Lead | Between 1989 and 2014 |  | Non-Lead | Don't Know | Don't Know |  |  | No | No | No
LSLI0585 | 114 | Cardinal | Horseshoe Bay | 78657 |  |  |  | Non-Lead | No | After 2014 |  | Non-Lead | After 2014 |  | Non-Lead | No | No |  |  | No | No | No
LSLI0586 | 603 | Cat Canyon | Horseshoe Bay | 78657 |  |  |  | Non-Lead | No | Between 1989 and 2014 |  | Non-Lead | Between 1989 and 2014 |  | Non-Lead | Don't Know | Don't Know |  |  | No | No | No
LSLI0587 | 401 | Cat Canyon | Horseshoe Bay | 78657 |  |  |  | Non-Lead | No | After 2014 |  | Non-Lead | After 2014 |  | Non-Lead | No | No |  |  | No | No | No
LSLI0588 | 204 | Cat Canyon | Horseshoe Bay | 78657 |  |  |  | Non-Lead | No | After 2014 |  | Non-Lead | After 2014 |  | Non-Lead | No | No |  |  | No | No | No
LSLI0589 | 305 | Cat Canyon | Horseshoe Bay | 78657 |  |  |  | Non-Lead | No | After 2014 |  | Non-Lead | After 2014 |  | Non-Lead | No | No |  |  | No | No | No
LSLI0590 | 205 | Cat Canyon | Horseshoe Bay | 78657 |  |  |  | Non-Lead | No | After 2014 |  | Non-Lead | After 2014 |  | Non-Lead | No | No |  |  | No | No | No
LSLI0591 | 1009 | Cats Eye | Horseshoe Bay | 78657 |  |  |  | Non-Lead | No | Between 1989 and 2014 |  | Non-Lead | Between 1989 and 2014 |  | Non-Lead | Don't Know | Don't Know |  |  | No | No | No
LSLI0592 | 1305 | Cats Eye | Horseshoe Bay | 78657 |  |  |  | Non-Lead | No | Between 1989 and 2014 |  | Non-Lead | Between 1989 and 2014 |  | Non-Lead | Don't Know | Don't Know |  |  | No | No | No
LSLI0593 | 1307 | Cats Eye | Horseshoe Bay | 78657 |  |  |  | Non-Lead | No | Between 1989 and 2014 |  | Non-Lead | Between 1989 and 2014 |  | Non-Lead | Don't Know | Don't Know |  |  | No | No | No
LSLI0594 | 1017 | Cats Eye | Horseshoe Bay | 78657 |  |  |  | Non-Lead | No | Between 1989 and 2014 |  | Non-Lead | Between 1989 and 2014 |  | Non-Lead | Don't Know | Don't Know |  |  | No | No | No
LSLI0595 | 1313 | Cats Eye | Horseshoe Bay | 78657 |  |  |  | Non-Lead | No | Between 1989 and 2014 |  | Non-Lead | Between 1989 and 2014 |  | Non-Lead | Don't Know | Don't Know |  |  | No | No | No
LSLI0596 | 1415 | Cats Eye | Horseshoe Bay | 78657 |  |  |  | Non-Lead | No | After 2014 |  | Non-Lead | After 2014 |  | Non-Lead | No | No |  |  | No | No | No
LSLI0597 | 1000 | Cats Eye | Horseshoe Bay | 78657 |  |  |  | Non-Lead | No | After 2014 |  | Non-Lead | After 2014 |  | Non-Lead | No | No |  |  | No | No | No
LSLI0598 | 1005 | Cats Eye | Horseshoe Bay | 78657 |  |  |  | Non-Lead | No | After 2014 |  | Non-Lead | After 2014 |  | Non-Lead | No | No |  |  | No | No | No
LSLI0599 | 1414 | Cats Eye | Horseshoe Bay | 78657 |  |  |  | Non-Lead | No | After 2014 |  | Non-Lead | After 2014 |  | Non-Lead | No | No |  |  | No | No | No
LSLI0600 | 1302 | Cats Eye | Horseshoe Bay | 78657 |  |  |  | Non-Lead | No | After 2014 |  | Non-Lead | After 2014 |  | Non-Lead | No | No |  |  | No | No | No
LSLI0601 | 1202 | Cats Eye | Horseshoe Bay | 78657 |  |  |  | Non-Lead | No | After 2014 |  | Non-Lead | After 2014 |  | Non-Lead | No | No |  |  | No | No | No
LSLI0602 | 1502 | Cats Eye #A | Horseshoe Bay | 78657 |  |  |  | Non-Lead | No | After 2014 |  | Non-Lead | After 2014 |  | Non-Lead | No | No |  |  | No | No | No
LSLI0603 | 1502 | Cats Eye #B | Horseshoe Bay | 78657 |  |  |  | Non-Lead | No | After 2014 |  | Non-Lead | After 2014 |  | Non-Lead | No | No |  |  | No | No | No
LSLI0604 | 200 | Cave Shadows A | Horseshoe Bay | 78657 |  |  |  | Non-Lead | No | Between 1989 and 2014 |  | Non-Lead | Between 1989 and 2014 |  | Non-Lead | Don't Know | Don't Know |  |  | No | No | No
LSLI0605 | 200 | Cave Shadows B | Horseshoe Bay | 78657 |  |  |  | Non-Lead | No | Between 1989 and 2014 |  | Non-Lead | Between 1989 and 2014 |  | Non-Lead | Don't Know | Don't Know |  |  | No | No | No
LSLI0606 | 2126 | Chameleon | Horseshoe Bay | 78657 |  |  |  | Non-Lead | No | After 2014 |  | Non-Lead | After 2014 |  | Non-Lead | No | No |  |  | No | No | No
LSLI0607 | 2101 | Chameleon | Horseshoe Bay | 78657 |  |  |  | Non-Lead | No | After 2014 |  | Non-Lead | After 2014 |  | Non-Lead | No | No |  |  | No | No | No
LSLI0608 | 1705 | Cherokee | Horseshoe Bay | 78657 |  |  |  | Non-Lead | No | Between 1989 and 2014 |  | Non-Lead | Between 1989 and 2014 |  | Non-Lead | Don't Know | Don't Know |  |  | No | No | No
LSLI0609 | 1503 | Cherokee | Horseshoe Bay | 78657 |  |  |  | Non-Lead | No | Between 1989 and 2014 |  | Non-Lead | Between 1989 and 2014 |  | Non-Lead | Don't Know | Don't Know |  |  | No | No | No
LSLI0610 | 1502 | Cherokee | Horseshoe Bay | 78657 |  |  |  | Non-Lead | No | After 2014 |  | Non-Lead | After 2014 |  | Non-Lead | No | No |  |  | No | No | No
LSLI0611 | 1704 | Cherokee | Horseshoe Bay | 78657 |  |  |  | Non-Lead | No | After 2014 |  | Non-Lead | After 2014 |  | Non-Lead | No | No |  |  | No | No | No
LSLI0612 | 1201 | Cheyenne | Horseshoe Bay | 78657 |  |  |  | Non-Lead | No | Between 1989 and 2014 |  | Non-Lead | Between 1989 and 2014 |  | Non-Lead | Don't Know | Don't Know |  |  | No | No | No
LSLI0613 | 901 | Cheyenne B Creek Hill | Horseshoe Bay | 78657 |  |  |  | Non-Lead | No | Between 1989 and 2014 |  | Non-Lead | Between 1989 and 2014 |  | Non-Lead | Don't Know | Don't Know |  |  | No | No | No
LSLI0614 | 901 | Cheyenne D Creek Hill | Horseshoe Bay | 78657 |  |  |  | Non-Lead | No | Between 1989 and 2014 |  | Non-Lead | Between 1989 and 2014 |  | Non-Lead | Don't Know | Don't Know |  |  | No | No | No
LSLI0615 | 901 | Chisholm Trl | Horseshoe Bay | 78657 |  |  |  | Non-Lead | No | Between 1989 and 2014 |  | Non-Lead | Between 1989 and 2014 |  | Non-Lead | Don't Know | Don't Know |  |  | No | No | No
LSLI0616 | 103 | Christine Circle | Horseshoe Bay | 78657 |  |  |  | Non-Lead | No | Between 1989 and 2014 |  | Non-Lead | Between 1989 and 2014 |  | Non-Lead | Don't Know | Don't Know |  |  | No | No | No
LSLI0617 | 117 | Christine Circle | Horseshoe Bay | 78657 |  |  |  | Non-Lead | No | Between 1989 and 2014 |  | Non-Lead | Between 1989 and 2014 |  | Non-Lead | Don't Know | Don't Know |  |  | No | No | No
LSLI0618 | 119 | Christine Circle | Horseshoe Bay | 78657 |  |  |  | Non-Lead | No | Between 1989 and 2014 |  | Non-Lead | Between 1989 and 2014 |  | Non-Lead | Don't Know | Don't Know |  |  | No | No | No
LSLI0619 | 125 | Christine Circle | Horseshoe Bay | 78657 |  |  |  | Non-Lead | No | Between 1989 and 2014 |  | Non-Lead | Between 1989 and 2014 |  | Non-Lead | Don't Know | Don't Know |  |  | No | No | No
LSLI0620 | 123 | Christine Circle | Horseshoe Bay | 78657 |  |  |  | Non-Lead | No | Between 1989 and 2014 |  | Non-Lead | Between 1989 and 2014 |  | Non-Lead | Don't Know | Don't Know |  |  | No | No | No
LSLI0621 | 133 | Christine Circle | Horseshoe Bay | 78657 |  |  |  | Non-Lead | No | Between 1989 and 2014 |  | Non-Lead | Between 1989 and 2014 |  | Non-Lead | Don't Know | Don't Know |  |  | No | No | No
LSLI0622 | 105 | Christine Circle | Horseshoe Bay | 78657 |  |  |  | Non-Lead | No | Between 1989 and 2014 |  | Non-Lead | Between 1989 and 2014 |  | Non-Lead | Don't Know | Don't Know |  |  | No | No | No
LSLI0623 | 111 | Christine Circle | Horseshoe Bay | 78657 |  |  |  | Non-Lead | No | Between 1989 and 2014 |  | Non-Lead | Between 1989 and 2014 |  | Non-Lead | Don't Know | Don't Know |  |  | No | No | No
LSLI0624 | 130 | Christine Circle | Horseshoe Bay | 78657 |  |  |  | Non-Lead | No | Between 1989 and 2014 |  | Non-Lead | Between 1989 and 2014 |  | Non-Lead | Don't Know | Don't Know |  |  | No | No | No
LSLI0625 | 149 | Christine Circle | Horseshoe Bay | 78657 |  |  |  | Non-Lead | No | After 2014 |  | Non-Lead | After 2014 |  | Non-Lead | No | No |  |  | No | No | No
LSLI0626 | 100 | Cielo | Horseshoe Bay | 78657 |  |  |  | Non-Lead | No | Between 1989 and 2014 |  | Non-Lead | Between 1989 and 2014 |  | Non-Lead | Don't Know | Don't Know |  |  | No | No | No
LSLI0627 | 103 | Cimarron | Horseshoe Bay | 78657 |  |  |  | Non-Lead | No | Between 1989 and 2014 |  | Non-Lead | Between 1989 and 2014 |  | Non-Lead | Don't Know | Don't Know |  |  | No | No | No
LSLI0628 | 115 | Cinnabar | Horseshoe Bay | 78657 |  |  |  | Non-Lead | No | After 2014 |  | Non-Lead | After 2014 |  | Non-Lead | No | No |  |  | No | No | No
LSLI0629 | 2127 | Clayton Nolen | Horseshoe Bay | 78657 |  |  |  | Non-Lead | No | After 2014 |  | Non-Lead | After 2014 |  | Non-Lead | No | No |  |  | No | No | No
LSLI0630 | 1314 | Clayton Nolen | Horseshoe Bay | 78657 |  |  |  | Non-Lead | No | After 2014 |  | Non-Lead | After 2014 |  | Non-Lead | No | No |  |  | No | No | No
LSLI0631 | 319 | Clayton Nolen Dr | Horseshoe Bay | 78657 |  |  |  | Non-Lead | No | Between 1989 and 2014 |  | Non-Lead | Between 1989 and 2014 |  | Non-Lead | Don't Know | Don't Know |  |  | No | No | No
LSLI0632 | 2207 | Clayton Nolen Dr | Horseshoe Bay | 78657 |  |  |  | Non-Lead | No | Between 1989 and 2014 |  | Non-Lead | Between 1989 and 2014 |  | Non-Lead | Don't Know | Don't Know |  |  | No | No | No
LSLI0633 | 1008 | Clayton Nolen Dr 101 Lomas Altos | Horseshoe Bay | 78657 |  |  |  | Non-Lead | No | Between 1989 and 2014 |  | Non-Lead | Between 1989 and 2014 |  | Non-Lead | Don't Know | Don't Know |  |  | No | No | No
LSLI0634 | 1008 | Clayton Nolen Dr 102 Lomas Altos | Horseshoe Bay | 78657 |  |  |  | Non-Lead | No | Between 1989 and 2014 |  | Non-Lead | Between 1989 and 2014 |  | Non-Lead | Don't Know | Don't Know |  |  | No | No | No
LSLI0635 | 1008 | Clayton Nolen Dr 105 Lomas Altos | Horseshoe Bay | 78657 |  |  |  | Non-Lead | No | Between 1989 and 2014 |  | Non-Lead | Between 1989 and 2014 |  | Non-Lead | Don't Know | Don't Know |  |  | No | No | No
LSLI0636 | 1008 | Clayton Nolen Dr 108 Lomas Altos | Horseshoe Bay | 78657 |  |  |  | Non-Lead | No | Between 1989 and 2014 |  | Non-Lead | Between 1989 and 2014 |  | Non-Lead | Don't Know | Don't Know |  |  | No | No | No
LSLI0637 | 1008 | Clayton Nolen Dr 109 Lomas Altos | Horseshoe Bay | 78657 |  |  |  | Non-Lead | No | Between 1989 and 2014 |  | Non-Lead | Between 1989 and 2014 |  | Non-Lead | Don't Know | Don't Know |  |  | No | No | No
LSLI0638 | 317 | Clayton Nolen Dr A Bay Cliff | Horseshoe Bay | 78657 |  |  |  | Non-Lead | No | Between 1989 and 2014 |  | Non-Lead | Between 1989 and 2014 |  | Non-Lead | Don't Know | Don't Know |  |  | No | No | No
LSLI0639 | 317 | Clayton Nolen Dr B Bay Cliff | Horseshoe Bay | 78657 |  |  |  | Non-Lead | No | Between 1989 and 2014 |  | Non-Lead | Between 1989 and 2014 |  | Non-Lead | Don't Know | Don't Know |  |  | No | No | No
LSLI0640 | 706 | Clayton Nolen Dr B | Horseshoe Bay | 78657 |  |  |  | Non-Lead | No | Between 1989 and 2014 |  | Non-Lead | Between 1989 and 2014 |  | Non-Lead | Don't Know | Don't Know |  |  | No | No | No
LSLI0641 | 115 | Cliff Run | Horseshoe Bay | 78657 |  |  |  | Non-Lead | No | Between 1989 and 2014 |  | Non-Lead | Between 1989 and 2014 |  | Non-Lead | Don't Know | Don't Know |  |  | No | No | No
LSLI0642 | 100 | Cliff Run | Horseshoe Bay | 78657 |  |  |  | Non-Lead | No | Between 1989 and 2014 |  | Non-Lead | Between 1989 and 2014 |  | Non-Lead | Don't Know | Don't Know |  |  | No | No | No
LSLI0643 | 102 | Cliff Run | Horseshoe Bay | 78657 |  |  |  | Non-Lead | No | Between 1989 and 2014 |  | Non-Lead | Between 1989 and 2014 |  | Non-Lead | Don't Know | Don't Know |  |  | No | No | Yes | Tier 1
LSLI0644 | 119 | Cliff Run | Horseshoe Bay | 78657 |  |  |  | Non-Lead | No | Between 1989 and 2014 |  | Non-Lead | Between 1989 and 2014 |  | Non-Lead | Don't Know | Don't Know |  |  | No | No | No
LSLI0645 | 110 | Cliff Run | Horseshoe Bay | 78657 |  |  |  | Non-Lead | No | After 2014 |  | Non-Lead | After 2014 |  | Non-Lead | No | No |  |  | No | No | No
LSLI0646 | 104 | Cliff Run | Horseshoe Bay | 78657 |  |  |  | Non-Lead | No | After 2014 |  | Non-Lead | After 2014 |  | Non-Lead | No | No |  |  | No | No | No
LSLI0647 | 119 | Cliff Run | Horseshoe Bay | 78657 |  |  |  | Non-Lead | No | After 2014 |  | Non-Lead | After 2014 |  | Non-Lead | No | No |  |  | No | No | No
LSLI0648 | 107 | Cliff Run | Horseshoe Bay | 78657 |  |  |  | Non-Lead | No | After 2014 |  | Non-Lead | After 2014 |  | Non-Lead | No | No |  |  | No | No | No
LSLI0649 | 3305 | Close Call | Horseshoe Bay | 78657 |  |  |  | Non-Lead | No | Between 1989 and 2014 |  | Non-Lead | Between 1989 and 2014 |  | Non-Lead | Don't Know | Don't Know |  |  | No | No | No
LSLI0650 | 700 | Cody | Horseshoe Bay | 78657 |  |  |  | Non-Lead | No | Between 1989 and 2014 |  | Non-Lead | Between 1989 and 2014 |  | Non-Lead | Don't Know | Don't Know |  |  | No | No | No
LSLI0651 | 1501 | Colonneh | Horseshoe Bay | 78657 |  |  |  | Non-Lead | No | Between 1989 and 2014 |  | Non-Lead | Between 1989 and 2014 |  | Non-Lead | Don't Know | Don't Know |  |  | No | No | No
LSLI0652 | 1700 | Colonneh | Horseshoe Bay | 78657 |  |  |  | Non-Lead | No | Between 1989 and 2014 |  | Non-Lead | Between 1989 and 2014 |  | Non-Lead | Don't Know | Don't Know |  |  | No | No | No
LSLI0653 | 1701 | Colonneh | Horseshoe Bay | 78657 |  |  |  | Non-Lead | No | Between 1989 and 2014 |  | Non-Lead | Between 1989 and 2014 |  | Non-Lead | Don't Know | Don't Know |  |  | No | No | No
LSLI0654 | 1410 | Colonneh | Horseshoe Bay | 78657 |  |  |  | Non-Lead | No | After 2014 |  | Non-Lead | After 2014 |  | Non-Lead | No | No |  |  | No | No | No
LSLI0655 | 1900 | Colonneh | Horseshoe Bay | 78657 |  |  |  | Non-Lead | No | After 2014 |  | Non-Lead | After 2014 |  | Non-Lead | No | No |  |  | No | No | No
LSLI0656 | 1904 | Colonneh | Horseshoe Bay | 78657 |  |  |  | Non-Lead | No | After 2014 |  | Non-Lead | After 2014 |  | Non-Lead | No | No |  |  | No | No | No
LSLI0657 | 210 | Colt | Horseshoe Bay | 78657 |  |  |  | Non-Lead | No | Between 1989 and 2014 |  | Non-Lead | Between 1989 and 2014 |  | Non-Lead | Don't Know | Don't Know |  |  | No | No | No
LSLI0658 | 208 | Colt | Horseshoe Bay | 78657 |  |  |  | Non-Lead | No | Between 1989 and 2014 |  | Non-Lead | Between 1989 and 2014 |  | Non-Lead | Don't Know | Don't Know |  |  | No | No | Yes | Tier 1
LSLI0659 | 105 | Colt | Horseshoe Bay | 78657 |  |  |  | Non-Lead | No | Between 1989 and 2014 |  | Non-Lead | Between 1989 and 2014 |  | Non-Lead | Don't Know | Don't Know |  |  | No | No | No
LSLI0660 | 203 | Colt | Horseshoe Bay | 78657 |  |  |  | Non-Lead | No | Between 1989 and 2014 |  | Non-Lead | Between 1989 and 2014 |  | Non-Lead | Don't Know | Don't Know |  |  | No | No | No
LSLI0661 | 101 | Colt | Horseshoe Bay | 78657 |  |  |  | Non-Lead | No | After 2014 |  | Non-Lead | After 2014 |  | Non-Lead | No | No |  |  | No | No | No
LSLI0662 | 114 | Comanche Agate | Horseshoe Bay | 78657 |  |  |  | Non-Lead | No | Between 1989 and 2014 |  | Non-Lead | Between 1989 and 2014 |  | Non-Lead | Don't Know | Don't Know |  |  | No | No | No
LSLI0663 | 104 | Comanche Agate | Horseshoe Bay | 78657 |  |  |  | Non-Lead | No | Between 1989 and 2014 |  | Non-Lead | Between 1989 and 2014 |  | Non-Lead | Don't Know | Don't Know |  |  | No | No | No
LSLI0664 | 113 | Comanche Agate | Horseshoe Bay | 78657 |  |  |  | Non-Lead | No | Between 1989 and 2014 |  | Non-Lead | Between 1989 and 2014 |  | Non-Lead | Don't Know | Don't Know |  |  | No | No | No
LSLI0665 | 101 | Comanche Agate | Horseshoe Bay | 78657 |  |  |  | Non-Lead | No | After 2014 |  | Non-Lead | After 2014 |  | Non-Lead | No | No |  |  | No | No | No
LSLI0666 | 1 | Community Dr/Police Station Meter #1 | Horseshoe Bay | 78657 |  |  |  | Non-Lead | No | After 2014 |  | Non-Lead | After 2014 |  | Non-Lead | No | No |  |  | No | No | No
LSLI0667 | 1 | Community Dr/Police Station Meter #2 | Horseshoe Bay | 78657 |  |  |  | Non-Lead | No | After 2014 |  | Non-Lead | After 2014 |  | Non-Lead | No | No |  |  | No | No | No
LSLI0668 | 1 | Community Dr/Central EMS Station Meter | Horseshoe Bay | 78657 |  |  |  | Non-Lead | No | After 2014 |  | Non-Lead | After 2014 |  | Non-Lead | No | No |  |  | No | No | No
LSLI0669 | 1 | Community Dr/Central Fire Department Meter | Horseshoe Bay | 78657 |  |  |  | Non-Lead | No | After 2014 |  | Non-Lead | After 2014 |  | Non-Lead | No | No |  |  | No | No | No
LSLI0670 | 1 | Community Dr/Central Water Plant Meter | Horseshoe Bay | 78657 |  |  |  | Non-Lead | No | After 2014 |  | Non-Lead | After 2014 |  | Non-Lead | No | No |  |  | No | No | No
LSLI0671 | 147 | Coralberry | Horseshoe Bay | 78657 |  |  |  | Non-Lead | No | After 2014 |  | Non-Lead | After 2014 |  | Non-Lead | No | No |  |  | No | No | No
LSLI0672 | 146 | Coralberry | Horseshoe Bay | 78657 |  |  |  | Non-Lead | No | After 2014 |  | Non-Lead | After 2014 |  | Non-Lead | No | No |  |  | No | No | No
LSLI0673 | 812 | County Rd 311 | Horseshoe Bay | 78657 |  |  |  | Non-Lead | No | Between 1989 and 2014 |  | Non-Lead | Between 1989 and 2014 |  | Non-Lead | Don't Know | Don't Know |  |  | No | No | No
LSLI0674 | 908 | County Rd 311 | Horseshoe Bay | 78657 |  |  |  | Non-Lead | No | After 2014 |  | Non-Lead | After 2014 |  | Non-Lead | No | No |  |  | No | No | No
LSLI0675 | 300 | County Rd 311 | Horseshoe Bay | 78657 |  |  |  | Non-Lead | No | Between 1989 and 2014 |  | Non-Lead | Between 1989 and 2014 |  | Non-Lead | Don't Know | Don't Know |  |  | No | No | No
LSLI0676 | 1200 | County Rd 311/House | Horseshoe Bay | 78657 |  |  |  | Non-Lead | No | Between 1989 and 2014 |  | Non-Lead | Between 1989 and 2014 |  | Non-Lead | Don't Know | Don't Know |  |  | No | No | No
LSLI0677 | 1200 | County Rd 311/Stable | Horseshoe Bay | 78657 |  |  |  | Non-Lead | No | After 2014 |  | Non-Lead | After 2014 |  | Non-Lead | No | No |  |  | No | No | No
LSLI0678 | 721 | County Rd 311 | Horseshoe Bay | 78657 |  |  |  | Non-Lead | No | Between 1989 and 2014 |  | Non-Lead | Between 1989 and 2014 |  | Non-Lead | Don't Know | Don't Know |  |  | No | No | No
LSLI0679 | 350 | County Rd 311 | Horseshoe Bay | 78657 |  |  |  | Non-Lead | No | After 2014 |  | Non-Lead | After 2014 |  | Non-Lead | No | No |  |  | No | No | No
LSLI0680 | 102 | Cove East | Horseshoe Bay | 78657 |  |  |  | Non-Lead | No | Between 1989 and 2014 |  | Non-Lead | Between 1989 and 2014 |  | Non-Lead | Don't Know | Don't Know |  |  | No | No | No
LSLI0681 | 103 | Cove East | Horseshoe Bay | 78657 |  |  |  | Non-Lead | No | After 2014 |  | Non-Lead | After 2014 |  | Non-Lead | No | No |  |  | No | No | No
LSLI0682 | 107 | Cove East A | Horseshoe Bay | 78657 |  |  |  | Non-Lead | No | Between 1989 and 2014 |  | Non-Lead | Between 1989 and 2014 |  | Non-Lead | Don't Know | Don't Know |  |  | No | No | No
LSLI0683 | 107 | Cove East B | Horseshoe Bay | 78657 |  |  |  | Non-Lead | No | Between 1989 and 2014 |  | Non-Lead | Between 1989 and 2014 |  | Non-Lead | Don't Know | Don't Know |  |  | No | No | No
LSLI0684 | 107 | Cove East D | Horseshoe Bay | 78657 |  |  |  | Non-Lead | No | Between 1989 and 2014 |  | Non-Lead | Between 1989 and 2014 |  | Non-Lead | Don't Know | Don't Know |  |  | No | No | No
LSLI0685 | 107 | Cove East E | Horseshoe Bay | 78657 |  |  |  | Non-Lead | No | Between 1989 and 2014 |  | Non-Lead | Between 1989 and 2014 |  | Non-Lead | Don't Know | Don't Know |  |  | No | No | No
LSLI0686 | 106 | Cove East C | Horseshoe Bay | 78657 |  |  |  | Non-Lead | No | Between 1989 and 2014 |  | Non-Lead | Between 1989 and 2014 |  | Non-Lead | Don't Know | Don't Know |  |  | No | No | No
LSLI0687 | 101 | Coyote | Horseshoe Bay | 78657 |  |  |  | Non-Lead | No | After 2014 |  | Non-Lead | After 2014 |  | Non-Lead | No | No |  |  | No | No | No
LSLI0688 | 801 | Creek Ln Pecan | Horseshoe Bay | 78657 |  |  |  | Non-Lead | No | Between 1989 and 2014 |  | Non-Lead | Between 1989 and 2014 |  | Non-Lead | Don't Know | Don't Know |  |  | No | No | No
LSLI0689 | 827 | Creek Ln | Horseshoe Bay | 78657 |  |  |  | Non-Lead | No | After 2014 |  | Non-Lead | After 2014 |  | Non-Lead | No | No |  |  | No | No | No
LSLI0690 | 823 | Creek Ln | Horseshoe Bay | 78657 |  |  |  | Non-Lead | No | After 2014 |  | Non-Lead | After 2014 |  | Non-Lead | No | No |  |  | No | No | No
LSLI0691 | 819 | Creek Ln | Horseshoe Bay | 78657 |  |  |  | Non-Lead | No | After 2014 |  | Non-Lead | After 2014 |  | Non-Lead | No | No |  |  | No | No | No
LSLI0692 | 304 | Crestview | Horseshoe Bay | 78657 |  |  |  | Non-Lead | No | After 2014 |  | Non-Lead | After 2014 |  | Non-Lead | No | No |  |  | No | No | No
LSLI0693 | 307 | Crestview 1 The Highlands | Horseshoe Bay | 78657 |  |  |  | Non-Lead | No | Between 1989 and 2014 |  | Non-Lead | Between 1989 and 2014 |  | Non-Lead | Don't Know | Don't Know |  |  | No | No | No
LSLI0694 | 307 | Crestview 3 The Highlands | Horseshoe Bay | 78657 |  |  |  | Non-Lead | No | Between 1989 and 2014 |  | Non-Lead | Between 1989 and 2014 |  | Non-Lead | Don't Know | Don't Know |  |  | No | No | No
LSLI0695 | 307 | Crestview 4 The Highlands | Horseshoe Bay | 78657 |  |  |  | Non-Lead | No | Between 1989 and 2014 |  | Non-Lead | Between 1989 and 2014 |  | Non-Lead | Don't Know | Don't Know |  |  | No | No | No
LSLI0696 | 307 | Crestview 5 The Highlands | Horseshoe Bay | 78657 |  |  |  | Non-Lead | No | Between 1989 and 2014 |  | Non-Lead | Between 1989 and 2014 |  | Non-Lead | Don't Know | Don't Know |  |  | No | No | No
LSLI0697 | 307 | Crestview 6 The Highlands | Horseshoe Bay | 78657 |  |  |  | Non-Lead | No | Between 1989 and 2014 |  | Non-Lead | Between 1989 and 2014 |  | Non-Lead | Don't Know | Don't Know |  |  | No | No | No
LSLI0698 | 307 | Crestview 7 The Highlands | Horseshoe Bay | 78657 |  |  |  | Non-Lead | No | Between 1989 and 2014 |  | Non-Lead | Between 1989 and 2014 |  | Non-Lead | Don't Know | Don't Know |  |  | No | No | No
LSLI0699 | 307 | Crestview 8 The Highlands | Horseshoe Bay | 78657 |  |  |  | Non-Lead | No | Between 1989 and 2014 |  | Non-Lead | Between 1989 and 2014 |  | Non-Lead | Don't Know | Don't Know |  |  | No | No | No
LSLI0700 | 307 | Crestview 9 The Highlands | Horseshoe Bay | 78657 |  |  |  | Non-Lead | No | Between 1989 and 2014 |  | Non-Lead | Between 1989 and 2014 |  | Non-Lead | Don't Know | Don't Know |  |  | No | No | No
LSLI0701 | 307 | Crestview 10 The Highlands | Horseshoe Bay | 78657 |  |  |  | Non-Lead | No | Between 1989 and 2014 |  | Non-Lead | Between 1989 and 2014 |  | Non-Lead | Don't Know | Don't Know |  |  | No | No | No
LSLI0702 | 307 | Crestview 11 The Highlands | Horseshoe Bay | 78657 |  |  |  | Non-Lead | No | Between 1989 and 2014 |  | Non-Lead | Between 1989 and 2014 |  | Non-Lead | Don't Know | Don't Know |  |  | No | No | No
LSLI0703 | 307 | Crestview 12 The Highlands | Horseshoe Bay | 78657 |  |  |  | Non-Lead | No | Between 1989 and 2014 |  | Non-Lead | Between 1989 and 2014 |  | Non-Lead | Don't Know | Don't Know |  |  | No | No | No
LSLI0704 | 1600 | Cripple Creek | Horseshoe Bay | 78657 |  |  |  | Non-Lead | No | Between 1989 and 2014 |  | Non-Lead | Between 1989 and 2014 |  | Non-Lead | Don't Know | Don't Know |  |  | No | No | No
LSLI0705 | 1801 | Cripple Creek | Horseshoe Bay | 78657 |  |  |  | Non-Lead | No | Between 1989 and 2014 |  | Non-Lead | Between 1989 and 2014 |  | Non-Lead | Don't Know | Don't Know |  |  | No | No | No
LSLI0706 | 1702 | Cripple Creek | Horseshoe Bay | 78657 |  |  |  | Non-Lead | No | After 2014 |  | Non-Lead | After 2014 |  | Non-Lead | No | No |  |  | No | No | No
LSLI0707 | 1804 | Cripple Creek | Horseshoe Bay | 78657 |  |  |  | Non-Lead | No | After 2014 |  | Non-Lead | After 2014 |  | Non-Lead | No | No |  |  | No | No | No
LSLI0708 | 1808 | Cripple Creek | Horseshoe Bay | 78657 |  |  |  | Non-Lead | No | After 2014 |  | Non-Lead | After 2014 |  | Non-Lead | No | No |  |  | No | No | No
LSLI0709 | 1704 | Crooked Run | Horseshoe Bay | 78657 |  |  |  | Non-Lead | No | Between 1989 and 2014 |  | Non-Lead | Between 1989 and 2014 |  | Non-Lead | Don't Know | Don't Know |  |  | No | No | No
LSLI0710 | 2001 | Crooked Run | Horseshoe Bay | 78657 |  |  |  | Non-Lead | No | Between 1989 and 2014 |  | Non-Lead | Between 1989 and 2014 |  | Non-Lead | Don't Know | Don't Know |  |  | No | No | No
LSLI0711 | 2307 | Crooked Run | Horseshoe Bay | 78657 |  |  |  | Non-Lead | No | Between 1989 and 2014 |  | Non-Lead | Between 1989 and 2014 |  | Non-Lead | Don't Know | Don't Know |  |  | No | No | No
LSLI0712 | 2311 | Crooked Run | Horseshoe Bay | 78657 |  |  |  | Non-Lead | No | Between 1989 and 2014 |  | Non-Lead | Between 1989 and 2014 |  | Non-Lead | Don't Know | Don't Know |  |  | No | No | No
LSLI0713 | 2100 | Crooked Run | Horseshoe Bay | 78657 |  |  |  | Non-Lead | No | Between 1989 and 2014 |  | Non-Lead | Between 1989 and 2014 |  | Non-Lead | Don't Know | Don't Know |  |  | No | No | No
LSLI0714 | 1905 | Crooked Run | Horseshoe Bay | 78657 |  |  |  | Non-Lead | No | Between 1989 and 2014 |  | Non-Lead | Between 1989 and 2014 |  | Non-Lead | Don't Know | Don't Know |  |  | No | No | No
LSLI0715 | 2104 | Crooked Run | Horseshoe Bay | 78657 |  |  |  | Non-Lead | No | After 2014 |  | Non-Lead | After 2014 |  | Non-Lead | No | No |  |  | No | No | No
LSLI0716 | 2301 | Crooked Run | Horseshoe Bay | 78657 |  |  |  | Non-Lead | No | After 2014 |  | Non-Lead | After 2014 |  | Non-Lead | No | No |  |  | No | No | No
LSLI0717 | 115 | Cross Bow | Horseshoe Bay | 78657 |  |  |  | Non-Lead | No | Between 1989 and 2014 |  | Non-Lead | Between 1989 and 2014 |  | Non-Lead | Don't Know | Don't Know |  |  | No | No | No
LSLI0718 | 101 | Cross Bow | Horseshoe Bay | 78657 |  |  |  | Non-Lead | No | Between 1989 and 2014 |  | Non-Lead | Between 1989 and 2014 |  | Non-Lead | Don't Know | Don't Know |  |  | No | No | No
LSLI0719 | 111 | Cross Bow | Horseshoe Bay | 78657 |  |  |  | Non-Lead | No | Between 1989 and 2014 |  | Non-Lead | Between 1989 and 2014 |  | Non-Lead | Don't Know | Don't Know |  |  | No | No | No
LSLI0720 | 108 | Cross Bow | Horseshoe Bay | 78657 |  |  |  | Non-Lead | No | Between 1989 and 2014 |  | Non-Lead | Between 1989 and 2014 |  | Non-Lead | Don't Know | Don't Know |  |  | No | No | No
LSLI0721 | 203 | Cross Bow | Horseshoe Bay | 78657 |  |  |  | Non-Lead | No | Between 1989 and 2014 |  | Non-Lead | Between 1989 and 2014 |  | Non-Lead | Don't Know | Don't Know |  |  | No | No | No
LSLI0722 | 107 | Cross Bow | Horseshoe Bay | 78657 |  |  |  | Non-Lead | No | Between 1989 and 2014 |  | Non-Lead | Between 1989 and 2014 |  | Non-Lead | Don't Know | Don't Know |  |  | No | No | No
LSLI0723 | 100 | Cross Bow | Horseshoe Bay | 78657 |  |  |  | Non-Lead | No | Between 1989 and 2014 |  | Non-Lead | Between 1989 and 2014 |  | Non-Lead | Don't Know | Don't Know |  |  | No | No | No
LSLI0724 | 113 | Cross Bow | Horseshoe Bay | 78657 |  |  |  | Non-Lead | No | Between 1989 and 2014 |  | Non-Lead | Between 1989 and 2014 |  | Non-Lead | Don't Know | Don't Know |  |  | No | No | No
LSLI0725 | 204 | Custers Last Stand | Horseshoe Bay | 78657 |  |  |  | Non-Lead | No | Between 1989 and 2014 |  | Non-Lead | Between 1989 and 2014 |  | Non-Lead | Don't Know | Don't Know |  |  | No | No | No
LSLI0726 | 109 | Custers Last Stand | Horseshoe Bay | 78657 |  |  |  | Non-Lead | No | After 2014 |  | Non-Lead | After 2014 |  | Non-Lead | No | No |  |  | No | No | No
LSLI0727 | 201 | Custers Last Stand | Horseshoe Bay | 78657 |  |  |  | Non-Lead | No | After 2014 |  | Non-Lead | After 2014 |  | Non-Lead | No | No |  |  | No | No | No
LSLI0728 | 308 | Dalton Circle | Horseshoe Bay | 78657 |  |  |  | Non-Lead | No | Between 1989 and 2014 |  | Non-Lead | Between 1989 and 2014 |  | Non-Lead | Don't Know | Don't Know |  |  | No | No | No
LSLI0729 | 119 | Dalton Circle | Horseshoe Bay | 78657 |  |  |  | Non-Lead | No | Between 1989 and 2014 |  | Non-Lead | Between 1989 and 2014 |  | Non-Lead | Don't Know | Don't Know |  |  | No | No | No
LSLI0730 | 109 | Dalton Circle | Horseshoe Bay | 78657 |  |  |  | Non-Lead | No | Between 1989 and 2014 |  | Non-Lead | Between 1989 and 2014 |  | Non-Lead | Don't Know | Don't Know |  |  | No | No | No
LSLI0731 | 107 | Dalton Circle | Horseshoe Bay | 78657 |  |  |  | Non-Lead | No | Between 1989 and 2014 |  | Non-Lead | Between 1989 and 2014 |  | Non-Lead | Don't Know | Don't Know |  |  | No | No | No
LSLI0732 | 110 | Dalton Circle | Horseshoe Bay | 78657 |  |  |  | Non-Lead | No | Between 1989 and 2014 |  | Non-Lead | Between 1989 and 2014 |  | Non-Lead | Don't Know | Don't Know |  |  | No | No | No
LSLI0733 | 205 | Dalton Circle | Horseshoe Bay | 78657 |  |  |  | Non-Lead | No | After 2014 |  | Non-Lead | After 2014 |  | Non-Lead | No | No |  |  | No | No | No
LSLI0734 | 209 | Dalton Circle | Horseshoe Bay | 78657 |  |  |  | Non-Lead | No | After 2014 |  | Non-Lead | After 2014 |  | Non-Lead | No | No |  |  | No | No | No
LSLI0735 | 307 | Dalton Circle | Horseshoe Bay | 78657 |  |  |  | Non-Lead | No | After 2014 |  | Non-Lead | After 2014 |  | Non-Lead | No | No |  |  | No | No | No
LSLI0736 | 304 | Dalton Circle | Horseshoe Bay | 78657 |  |  |  | Non-Lead | No | After 2014 |  | Non-Lead | After 2014 |  | Non-Lead | No | No |  |  | No | No | No
LSLI0737 | 116 | Dalton Circle | Horseshoe Bay | 78657 |  |  |  | Non-Lead | No | Between 1989 and 2014 |  | Non-Lead | Between 1989 and 2014 |  | Non-Lead | Don't Know | Don't Know |  |  | No | No | No
LSLI0738 | 201 | Dalton Circle | Horseshoe Bay | 78657 |  |  |  | Non-Lead | No | Between 1989 and 2014 |  | Non-Lead | Between 1989 and 2014 |  | Non-Lead | Don't Know | Don't Know |  |  | No | No | No
LSLI0739 | 115 | Dawn | Horseshoe Bay | 78657 |  |  |  | Non-Lead | No | Between 1989 and 2014 |  | Non-Lead | Between 1989 and 2014 |  | Non-Lead | Don't Know | Don't Know |  |  | No | No | No
LSLI0740 | 117 | Dawn | Horseshoe Bay | 78657 |  |  |  | Non-Lead | No | Between 1989 and 2014 |  | Non-Lead | Between 1989 and 2014 |  | Non-Lead | Don't Know | Don't Know |  |  | No | No | No
LSLI0741 | 118 | Dawn | Horseshoe Bay | 78657 |  |  |  | Non-Lead | No | Between 1989 and 2014 |  | Non-Lead | Between 1989 and 2014 |  | Non-Lead | Don't Know | Don't Know |  |  | No | No | No
LSLI0742 | 119 | Dawn | Horseshoe Bay | 78657 |  |  |  | Non-Lead | No | Between 1989 and 2014 |  | Non-Lead | Between 1989 and 2014 |  | Non-Lead | Don't Know | Don't Know |  |  | No | No | No
LSLI0743 | 100 | Dawn | Horseshoe Bay | 78657 |  |  |  | Non-Lead | No | Between 1989 and 2014 |  | Non-Lead | Between 1989 and 2014 |  | Non-Lead | Don't Know | Don't Know |  |  | No | No | No
LSLI0744 | 103 | Dawn 2 Gazebo | Horseshoe Bay | 78657 |  |  |  | Non-Lead | No | Between 1989 and 2014 |  | Non-Lead | Between 1989 and 2014 |  | Non-Lead | Don't Know | Don't Know |  |  | No | No | No
LSLI0745 | 103 | Dawn 3 Gazebo | Horseshoe Bay | 78657 |  |  |  | Non-Lead | No | Between 1989 and 2014 |  | Non-Lead | Between 1989 and 2014 |  | Non-Lead | Don't Know | Don't Know |  |  | No | No | No
LSLI0746 | 103 | Dawn 4 Gazebo | Horseshoe Bay | 78657 |  |  |  | Non-Lead | No | Between 1989 and 2014 |  | Non-Lead | Between 1989 and 2014 |  | Non-Lead | Don't Know | Don't Know |  |  | No | No | No
LSLI0747 | 103 | Dawn 5 Gazebo | Horseshoe Bay | 78657 |  |  |  | Non-Lead | No | Between 1989 and 2014 |  | Non-Lead | Between 1989 and 2014 |  | Non-Lead | Don't Know | Don't Know |  |  | No | No | No
LSLI0748 | 103 | Dawn 6 Off Big Spur | Horseshoe Bay | 78657 |  |  |  | Non-Lead | No | Between 1989 and 2014 |  | Non-Lead | Between 1989 and 2014 |  | Non-Lead | Don't Know | Don't Know |  |  | No | No | No
LSLI0749 | 103 | Dawn 7 Off Big Spur | Horseshoe Bay | 78657 |  |  |  | Non-Lead | No | Between 1989 and 2014 |  | Non-Lead | Between 1989 and 2014 |  | Non-Lead | Don't Know | Don't Know |  |  | No | No | No
LSLI0750 | 103 | Dawn 8 Off Big Spur | Horseshoe Bay | 78657 |  |  |  | Non-Lead | No | Between 1989 and 2014 |  | Non-Lead | Between 1989 and 2014 |  | Non-Lead | Don't Know | Don't Know |  |  | No | No | No
LSLI0751 | 106 | Dawn 1 Golf Ridge | Horseshoe Bay | 78657 |  |  |  | Non-Lead | No | Between 1989 and 2014 |  | Non-Lead | Between 1989 and 2014 |  | Non-Lead | Don't Know | Don't Know |  |  | No | No | No
LSLI0752 | 106 | Dawn 3 Golf Ridge | Horseshoe Bay | 78657 |  |  |  | Non-Lead | No | Between 1989 and 2014 |  | Non-Lead | Between 1989 and 2014 |  | Non-Lead | Don't Know | Don't Know |  |  | No | No | No
LSLI0753 | 106 | Dawn 6 Golf Ridge | Horseshoe Bay | 78657 |  |  |  | Non-Lead | No | Between 1989 and 2014 |  | Non-Lead | Between 1989 and 2014 |  | Non-Lead | Don't Know | Don't Know |  |  | No | No | No
LSLI0754 | 106 | Dawn 7 Golf Ridge | Horseshoe Bay | 78657 |  |  |  | Non-Lead | No | Between 1989 and 2014 |  | Non-Lead | Between 1989 and 2014 |  | Non-Lead | Don't Know | Don't Know |  |  | No | No | No
LSLI0755 | 106 | Dawn 8 Golf Ridge | Horseshoe Bay | 78657 |  |  |  | Non-Lead | No | Between 1989 and 2014 |  | Non-Lead | Between 1989 and 2014 |  | Non-Lead | Don't Know | Don't Know |  |  | No | No | No
LSLI0756 | 106 | Dawn 9 Golf Ridge | Horseshoe Bay | 78657 |  |  |  | Non-Lead | No | Between 1989 and 2014 |  | Non-Lead | Between 1989 and 2014 |  | Non-Lead | Don't Know | Don't Know |  |  | No | No | No
LSLI0757 | 109 | Dawn 1 Wild Rose Villa | Horseshoe Bay | 78657 |  |  |  | Non-Lead | No | Between 1989 and 2014 |  | Non-Lead | Between 1989 and 2014 |  | Non-Lead | Don't Know | Don't Know |  |  | No | No | No
LSLI0758 | 109 | Dawn 2 Wild Rose | Horseshoe Bay | 78657 |  |  |  | Non-Lead | No | Between 1989 and 2014 |  | Non-Lead | Between 1989 and 2014 |  | Non-Lead | Don't Know | Don't Know |  |  | No | No | No
LSLI0759 | 109 | Dawn 3 Wild Rose | Horseshoe Bay | 78657 |  |  |  | Non-Lead | No | Between 1989 and 2014 |  | Non-Lead | Between 1989 and 2014 |  | Non-Lead | Don't Know | Don't Know |  |  | No | No | No
LSLI0760 | 109 | Dawn 4 Wild Rose | Horseshoe Bay | 78657 |  |  |  | Non-Lead | No | Between 1989 and 2014 |  | Non-Lead | Between 1989 and 2014 |  | Non-Lead | Don't Know | Don't Know |  |  | No | No | No
LSLI0761 | 109 | Dawn 5 Wild Rose | Horseshoe Bay | 78657 |  |  |  | Non-Lead | No | Between 1989 and 2014 |  | Non-Lead | Between 1989 and 2014 |  | Non-Lead | Don't Know | Don't Know |  |  | No | No | No
LSLI0762 | 109 | Dawn 6 Wild Rose | Horseshoe Bay | 78657 |  |  |  | Non-Lead | No | Between 1989 and 2014 |  | Non-Lead | Between 1989 and 2014 |  | Non-Lead | Don't Know | Don't Know |  |  | No | No | No
LSLI0763 | 112 | Dawn A Hacienda | Horseshoe Bay | 78657 |  |  |  | Non-Lead | No | Between 1989 and 2014 |  | Non-Lead | Between 1989 and 2014 |  | Non-Lead | Don't Know | Don't Know |  |  | No | No | No
LSLI0764 | 112 | Dawn C/Hacienda | Horseshoe Bay | 78657 |  |  |  | Non-Lead | No | Between 1989 and 2014 |  | Non-Lead | Between 1989 and 2014 |  | Non-Lead | Don't Know | Don't Know |  |  | No | No | No
LSLI0765 | 112 | Dawn D Hacienda | Horseshoe Bay | 78657 |  |  |  | Non-Lead | No | Between 1989 and 2014 |  | Non-Lead | Between 1989 and 2014 |  | Non-Lead | Don't Know | Don't Know |  |  | No | No | No
LSLI0766 | 112 | Dawn E Hacienda | Horseshoe Bay | 78657 |  |  |  | Non-Lead | No | Between 1989 and 2014 |  | Non-Lead | Between 1989 and 2014 |  | Non-Lead | Don't Know | Don't Know |  |  | No | No | No
LSLI0767 | 112 | Dawn F Hacienda | Horseshoe Bay | 78657 |  |  |  | Non-Lead | No | Between 1989 and 2014 |  | Non-Lead | Between 1989 and 2014 |  | Non-Lead | Don't Know | Don't Know |  |  | No | No | No
LSLI0768 | 112 | Dawn G Hacienda | Horseshoe Bay | 78657 |  |  |  | Non-Lead | No | Between 1989 and 2014 |  | Non-Lead | Between 1989 and 2014 |  | Non-Lead | Don't Know | Don't Know |  |  | No | No | No
LSLI0769 | 112 | Dawn H | Horseshoe Bay | 78657 |  |  |  | Non-Lead | No | Between 1989 and 2014 |  | Non-Lead | Between 1989 and 2014 |  | Non-Lead | Don't Know | Don't Know |  |  | No | No | No
LSLI0770 | 112 | Dawn I Hacienda | Horseshoe Bay | 78657 |  |  |  | Non-Lead | No | Between 1989 and 2014 |  | Non-Lead | Between 1989 and 2014 |  | Non-Lead | Don't Know | Don't Know |  |  | No | No | No
LSLI0771 | 113 | Dawn C Out of Bounds | Horseshoe Bay | 78657 |  |  |  | Non-Lead | No | Between 1989 and 2014 |  | Non-Lead | Between 1989 and 2014 |  | Non-Lead | Don't Know | Don't Know |  |  | No | No | No
LSLI0772 | 113 | Dawn D Out of Bounds | Horseshoe Bay | 78657 |  |  |  | Non-Lead | No | Between 1989 and 2014 |  | Non-Lead | Between 1989 and 2014 |  | Non-Lead | Don't Know | Don't Know |  |  | No | No | No
LSLI0773 | 113 | Dawn F Out of Bounds | Horseshoe Bay | 78657 |  |  |  | Non-Lead | No | Between 1989 and 2014 |  | Non-Lead | Between 1989 and 2014 |  | Non-Lead | Don't Know | Don't Know |  |  | No | No | No
LSLI0774 | 2601 | Deep Canyon | Horseshoe Bay | 78657 |  |  |  | Non-Lead | No | After 2014 |  | Non-Lead | After 2014 |  | Non-Lead | No | No |  |  | No | No | No
LSLI0775 | 2913 | Deep Canyon | Horseshoe Bay | 78657 |  |  |  | Non-Lead | No | After 2014 |  | Non-Lead | After 2014 |  | Non-Lead | No | No |  |  | No | No | No
LSLI0776 | 2602 | Deep Canyon | Horseshoe Bay | 78657 |  |  |  | Non-Lead | No | After 2014 |  | Non-Lead | After 2014 |  | Non-Lead | No | No |  |  | No | No | No
LSLI0777 | 2606 | Deep Canyon | Horseshoe Bay | 78657 |  |  |  | Non-Lead | No | After 2014 |  | Non-Lead | After 2014 |  | Non-Lead | No | No |  |  | No | No | No
LSLI0778 | 2700 | Deep Canyon | Horseshoe Bay | 78657 |  |  |  | Non-Lead | No | After 2014 |  | Non-Lead | After 2014 |  | Non-Lead | No | No |  |  | No | No | No
LSLI0779 | 2604 | Deep Canyon | Horseshoe Bay | 78657 |  |  |  | Non-Lead | No | After 2014 |  | Non-Lead | After 2014 |  | Non-Lead | No | No |  |  | No | No | No
LSLI0780 | 2700 | Deep Canyon | Horseshoe Bay | 78657 |  |  |  | Non-Lead | No | After 2014 |  | Non-Lead | After 2014 |  | Non-Lead | No | No |  |  | No | No | No
LSLI0781 | 114 | Delfino Place | Horseshoe Bay | 78657 |  |  |  | Non-Lead | No | After 2014 |  | Non-Lead | After 2014 |  | Non-Lead | No | No |  |  | No | No | No
LSLI0782 | 110 | Delfino Place | Horseshoe Bay | 78657 |  |  |  | Non-Lead | No | After 2014 |  | Non-Lead | After 2014 |  | Non-Lead | No | No |  |  | No | No | No
LSLI0783 | 120 | Delfino Place | Horseshoe Bay | 78657 |  |  |  | Non-Lead | No | After 2014 |  | Non-Lead | After 2014 |  | Non-Lead | No | No |  |  | No | No | No
LSLI0784 | 112 | Delfino Place | Horseshoe Bay | 78657 |  |  |  | Non-Lead | No | After 2014 |  | Non-Lead | After 2014 |  | Non-Lead | No | No |  |  | No | No | No
LSLI0785 | 124 | Delfino Place | Horseshoe Bay | 78657 |  |  |  | Non-Lead | No | After 2014 |  | Non-Lead | After 2014 |  | Non-Lead | No | No |  |  | No | No | No
LSLI0786 | 118 | Delfino Place | Horseshoe Bay | 78657 |  |  |  | Non-Lead | No | After 2014 |  | Non-Lead | After 2014 |  | Non-Lead | No | No |  |  | No | No | No
LSLI0787 | 116 | Delfino Place | Horseshoe Bay | 78657 |  |  |  | Non-Lead | No | After 2014 |  | Non-Lead | After 2014 |  | Non-Lead | No | No |  |  | No | No | No
LSLI0788 | 101 | Delfino Place | Horseshoe Bay | 78657 |  |  |  | Non-Lead | No | After 2014 |  | Non-Lead | After 2014 |  | Non-Lead | No | No |  |  | No | No | No
LSLI0789 | 104 | Derringer | Horseshoe Bay | 78657 |  |  |  | Non-Lead | No | Between 1989 and 2014 |  | Non-Lead | Between 1989 and 2014 |  | Non-Lead | Don't Know | Don't Know |  |  | No | No | No
LSLI0790 | 715 | Desert Rose North | Horseshoe Bay | 78657 |  |  |  | Non-Lead | No | Between 1989 and 2014 |  | Non-Lead | Between 1989 and 2014 |  | Non-Lead | Don't Know | Don't Know |  |  | No | No | No
LSLI0791 | 712 | Desert Rose North | Horseshoe Bay | 78657 |  |  |  | Non-Lead | No | Between 1989 and 2014 |  | Non-Lead | Between 1989 and 2014 |  | Non-Lead | Don't Know | Don't Know |  |  | No | No | No
LSLI0792 | 607 | Desert Rose North | Horseshoe Bay | 78657 |  |  |  | Non-Lead | No | After 2014 |  | Non-Lead | After 2014 |  | Non-Lead | No | No |  |  | No | No | No
LSLI0793 | 626 | Desert Rose North | Horseshoe Bay | 78657 |  |  |  | Non-Lead | No | After 2014 |  | Non-Lead | After 2014 |  | Non-Lead | No | No |  |  | No | No | No
LSLI0794 | 719 | Desert Rose North | Horseshoe Bay | 78657 |  |  |  | Non-Lead | No | After 2014 |  | Non-Lead | After 2014 |  | Non-Lead | No | No |  |  | No | No | No
LSLI0795 | 692 | Desert Rose North | Horseshoe Bay | 78657 |  |  |  | Non-Lead | No | After 2014 |  | Non-Lead | After 2014 |  | Non-Lead | No | No |  |  | No | No | No
LSLI0796 | 625 | Desert Rose North | Horseshoe Bay | 78657 |  |  |  | Non-Lead | No | After 2014 |  | Non-Lead | After 2014 |  | Non-Lead | No | No |  |  | No | No | No
LSLI0797 | 101 | Desert Rose South | Horseshoe Bay | 78657 |  |  |  | Non-Lead | No | Between 1989 and 2014 |  | Non-Lead | Between 1989 and 2014 |  | Non-Lead | Don't Know | Don't Know |  |  | No | No | No
LSLI0798 | 204 | Desert Rose South | Horseshoe Bay | 78657 |  |  |  | Non-Lead | No | Between 1989 and 2014 |  | Non-Lead | Between 1989 and 2014 |  | Non-Lead | Don't Know | Don't Know |  |  | No | No | No
LSLI0799 | 306 | Desert Rose South | Horseshoe Bay | 78657 |  |  |  | Non-Lead | No | Between 1989 and 2014 |  | Non-Lead | Between 1989 and 2014 |  | Non-Lead | Don't Know | Don't Know |  |  | No | No | No
LSLI0800 | 104 | Desert Rose South | Horseshoe Bay | 78657 |  |  |  | Non-Lead | No | After 2014 |  | Non-Lead | After 2014 |  | Non-Lead | No | No |  |  | No | No | No
LSLI0801 | 206 | Desert Rose South | Horseshoe Bay | 78657 |  |  |  | Non-Lead | No | After 2014 |  | Non-Lead | After 2014 |  | Non-Lead | No | No |  |  | No | No | No
LSLI0802 | 1504 | Desert Sun | Horseshoe Bay | 78657 |  |  |  | Non-Lead | No | After 2014 |  | Non-Lead | After 2014 |  | Non-Lead | No | No |  |  | No | No | No
LSLI0803 | 1204 | Dew Drop | Horseshoe Bay | 78657 |  |  |  | Non-Lead | No | Between 1989 and 2014 |  | Non-Lead | Between 1989 and 2014 |  | Non-Lead | Don't Know | Don't Know |  |  | No | No | No
LSLI0804 | 507 | Dew Drop | Horseshoe Bay | 78657 |  |  |  | Non-Lead | No | Between 1989 and 2014 |  | Non-Lead | Between 1989 and 2014 |  | Non-Lead | Don't Know | Don't Know |  |  | No | No | No
LSLI0805 | 2004 | Dew Drop | Horseshoe Bay | 78657 |  |  |  | Non-Lead | No | After 2014 |  | Non-Lead | After 2014 |  | Non-Lead | No | No |  |  | No | No | No
LSLI0806 | 3006 | Dew Drop | Horseshoe Bay | 78657 |  |  |  | Non-Lead | No | After 2014 |  | Non-Lead | After 2014 |  | Non-Lead | No | No |  |  | No | No | No
LSLI0807 | 3005 | Dew Drop | Horseshoe Bay | 78657 |  |  |  | Non-Lead | No | After 2014 |  | Non-Lead | After 2014 |  | Non-Lead | No | No |  |  | No | No | No
LSLI0808 | 1007 | Dew Drop | Horseshoe Bay | 78657 |  |  |  | Non-Lead | No | After 2014 |  | Non-Lead | After 2014 |  | Non-Lead | No | No |  |  | No | No | No
LSLI0809 | 2517 | Diagonal Dr | Horseshoe Bay | 78657 |  |  |  | Non-Lead | No | Between 1989 and 2014 |  | Non-Lead | Between 1989 and 2014 |  | Non-Lead | Don't Know | Don't Know |  |  | No | No | No
LSLI0810 | 2515 | Diagonal Dr | Horseshoe Bay | 78657 |  |  |  | Non-Lead | No | Between 1989 and 2014 |  | Non-Lead | Between 1989 and 2014 |  | Non-Lead | Don't Know | Don't Know |  |  | No | No | No
LSLI0811 | 2518 | Diagonal Dr | Horseshoe Bay | 78657 |  |  |  | Non-Lead | No | Between 1989 and 2014 |  | Non-Lead | Between 1989 and 2014 |  | Non-Lead | Don't Know | Don't Know |  |  | No | No | No
LSLI0812 | 2519 | Diagonal Dr | Horseshoe Bay | 78657 |  |  |  | Non-Lead | No | After 2014 |  | Non-Lead | After 2014 |  | Non-Lead | No | No |  |  | No | No | No
LSLI0813 | 2506 | Diagonal Dr | Horseshoe Bay | 78657 |  |  |  | Non-Lead | No | After 2014 |  | Non-Lead | After 2014 |  | Non-Lead | No | No |  |  | No | No | No
LSLI0814 | 2507 | Diagonal Dr | Horseshoe Bay | 78657 |  |  |  | Non-Lead | No | After 2014 |  | Non-Lead | After 2014 |  | Non-Lead | No | No |  |  | No | No | No
LSLI0815 | 2503 | Diagonal Dr | Horseshoe Bay | 78657 |  |  |  | Non-Lead | No | After 2014 |  | Non-Lead | After 2014 |  | Non-Lead | No | No |  |  | No | No | No
LSLI0816 | 2505 | Diagonal Dr | Horseshoe Bay | 78657 |  |  |  | Non-Lead | No | After 2014 |  | Non-Lead | After 2014 |  | Non-Lead | No | No |  |  | No | No | No
LSLI0817 | 2508 | Diagonal Dr | Horseshoe Bay | 78657 |  |  |  | Non-Lead | No | After 2014 |  | Non-Lead | After 2014 |  | Non-Lead | No | No |  |  | No | No | No
LSLI0818 | 2509 | Diagonal Dr 1 Tranquil Bay | Horseshoe Bay | 78657 |  |  |  | Non-Lead | No | Between 1989 and 2014 |  | Non-Lead | Between 1989 and 2014 |  | Non-Lead | Don't Know | Don't Know |  |  | No | No | No
LSLI0819 | 2509 | Diagonal Dr 2 Tranquil Bay | Horseshoe Bay | 78657 |  |  |  | Non-Lead | No | Between 1989 and 2014 |  | Non-Lead | Between 1989 and 2014 |  | Non-Lead | Don't Know | Don't Know |  |  | No | No | No
LSLI0820 | 2509 | Diagonal Dr 4 Tranquil Bay | Horseshoe Bay | 78657 |  |  |  | Non-Lead | No | Between 1989 and 2014 |  | Non-Lead | Between 1989 and 2014 |  | Non-Lead | Don't Know | Don't Know |  |  | No | No | No
LSLI0821 | 2509 | Diagonal Dr 5 Tranquil Bay | Horseshoe Bay | 78657 |  |  |  | Non-Lead | No | Between 1989 and 2014 |  | Non-Lead | Between 1989 and 2014 |  | Non-Lead | Don't Know | Don't Know |  |  | No | No | No
LSLI0822 | 2509 | Diagonal Dr 6 Tranquil Bay | Horseshoe Bay | 78657 |  |  |  | Non-Lead | No | Between 1989 and 2014 |  | Non-Lead | Between 1989 and 2014 |  | Non-Lead | Don't Know | Don't Know |  |  | No | No | No
LSLI0823 | 2509 | Diagonal Dr 7 Tranquil Bay | Horseshoe Bay | 78657 |  |  |  | Non-Lead | No | Between 1989 and 2014 |  | Non-Lead | Between 1989 and 2014 |  | Non-Lead | Don't Know | Don't Know |  |  | No | No | No
LSLI0824 | 2509 | Diagonal Dr 8 Tranquil Bay | Horseshoe Bay | 78657 |  |  |  | Non-Lead | No | Between 1989 and 2014 |  | Non-Lead | Between 1989 and 2014 |  | Non-Lead | Don't Know | Don't Know |  |  | No | No | No
LSLI0825 | 2509 | Diagonal Dr 11 Tranquil Bay | Horseshoe Bay | 78657 |  |  |  | Non-Lead | No | Between 1989 and 2014 |  | Non-Lead | Between 1989 and 2014 |  | Non-Lead | Don't Know | Don't Know |  |  | No | No | No
LSLI0826 | 2509 | Diagonal Dr 12 Tranquil Bay | Horseshoe Bay | 78657 |  |  |  | Non-Lead | No | Between 1989 and 2014 |  | Non-Lead | Between 1989 and 2014 |  | Non-Lead | Don't Know | Don't Know |  |  | No | No | No
LSLI0827 | 2509 | Diagonal Dr 13 Tranquil Bay | Horseshoe Bay | 78657 |  |  |  | Non-Lead | No | Between 1989 and 2014 |  | Non-Lead | Between 1989 and 2014 |  | Non-Lead | Don't Know | Don't Know |  |  | No | No | No
LSLI0828 | 2509 | Diagonal Dr 15 Tranquil Bay | Horseshoe Bay | 78657 |  |  |  | Non-Lead | No | Between 1989 and 2014 |  | Non-Lead | Between 1989 and 2014 |  | Non-Lead | Don't Know | Don't Know |  |  | No | No | No
LSLI0829 | 2512 | Diagonal Dr 2 Palm Villa | Horseshoe Bay | 78657 |  |  |  | Non-Lead | No | Between 1989 and 2014 |  | Non-Lead | Between 1989 and 2014 |  | Non-Lead | Don't Know | Don't Know |  |  | No | No | No
LSLI0830 | 2512 | Diagonal Dr 3 Palm Villa | Horseshoe Bay | 78657 |  |  |  | Non-Lead | No | Between 1989 and 2014 |  | Non-Lead | Between 1989 and 2014 |  | Non-Lead | Don't Know | Don't Know |  |  | No | No | No
LSLI0831 | 2512 | Diagonal Dr 4 Palm Villa | Horseshoe Bay | 78657 |  |  |  | Non-Lead | No | Between 1989 and 2014 |  | Non-Lead | Between 1989 and 2014 |  | Non-Lead | Don't Know | Don't Know |  |  | No | No | No
LSLI0832 | 2512 | Diagonal Dr 5 Palm Villa | Horseshoe Bay | 78657 |  |  |  | Non-Lead | No | Between 1989 and 2014 |  | Non-Lead | Between 1989 and 2014 |  | Non-Lead | Don't Know | Don't Know |  |  | No | No | No
LSLI0833 | 2512 | Diagonal Dr 6 Palm Villa | Horseshoe Bay | 78657 |  |  |  | Non-Lead | No | Between 1989 and 2014 |  | Non-Lead | Between 1989 and 2014 |  | Non-Lead | Don't Know | Don't Know |  |  | No | No | No
LSLI0834 | 2513 | Diagonal Dr Island Village | Horseshoe Bay | 78657 |  |  |  | Non-Lead | No | Between 1989 and 2014 |  | Non-Lead | Between 1989 and 2014 |  | Non-Lead | Don't Know | Don't Know |  |  | No | No | No
LSLI0835 | 2513 | Diagonal Dr B Island Village | Horseshoe Bay | 78657 |  |  |  | Non-Lead | No | Between 1989 and 2014 |  | Non-Lead | Between 1989 and 2014 |  | Non-Lead | Don't Know | Don't Know |  |  | No | No | No
LSLI0836 | 2513 | Diagonal Dr C Island Village | Horseshoe Bay | 78657 |  |  |  | Non-Lead | No | Between 1989 and 2014 |  | Non-Lead | Between 1989 and 2014 |  | Non-Lead | Don't Know | Don't Know |  |  | No | No | No
LSLI0837 | 2513 | Diagonal Dr E Island Village | Horseshoe Bay | 78657 |  |  |  | Non-Lead | No | Between 1989 and 2014 |  | Non-Lead | Between 1989 and 2014 |  | Non-Lead | Don't Know | Don't Know |  |  | No | No | No
LSLI0838 | 2513 | Diagonal Dr F Island Village | Horseshoe Bay | 78657 |  |  |  | Non-Lead | No | Between 1989 and 2014 |  | Non-Lead | Between 1989 and 2014 |  | Non-Lead | Don't Know | Don't Know |  |  | No | No | No
LSLI0839 | 2513 | Diagonal Dr G Island Village | Horseshoe Bay | 78657 |  |  |  | Non-Lead | No | Between 1989 and 2014 |  | Non-Lead | Between 1989 and 2014 |  | Non-Lead | Don't Know | Don't Know |  |  | No | No | No
LSLI0840 | 2513 | Diagonal Dr H Island Village | Horseshoe Bay | 78657 |  |  |  | Non-Lead | No | Between 1989 and 2014 |  | Non-Lead | Between 1989 and 2014 |  | Non-Lead | Don't Know | Don't Know |  |  | No | No | No
LSLI0841 | 2513 | Diagonal Dr K Island Village | Horseshoe Bay | 78657 |  |  |  | Non-Lead | No | Between 1989 and 2014 |  | Non-Lead | Between 1989 and 2014 |  | Non-Lead | Don't Know | Don't Know |  |  | No | No | No
LSLI0842 | 2513 | Diagonal Dr M Island Village | Horseshoe Bay | 78657 |  |  |  | Non-Lead | No | Between 1989 and 2014 |  | Non-Lead | Between 1989 and 2014 |  | Non-Lead | Don't Know | Don't Know |  |  | No | No | No
LSLI0843 | 2417 | Diagonal Dr | Horseshoe Bay | 78657 |  |  |  | Non-Lead | No | After 2014 |  | Non-Lead | After 2014 |  | Non-Lead | No | No |  |  | No | No | No
LSLI0844 | 101 | Diamond Hill | Horseshoe Bay | 78657 |  |  |  | Non-Lead | No | Between 1989 and 2014 |  | Non-Lead | Between 1989 and 2014 |  | Non-Lead | Don't Know | Don't Know |  |  | No | No | No
LSLI0845 | 100 | Diamond Hill | Horseshoe Bay | 78657 |  |  |  | Non-Lead | No | Between 1989 and 2014 |  | Non-Lead | Between 1989 and 2014 |  | Non-Lead | Don't Know | Don't Know |  |  | No | No | No
LSLI0846 | 115 | Diamond Hill | Horseshoe Bay | 78657 |  |  |  | Non-Lead | No | Between 1989 and 2014 |  | Non-Lead | Between 1989 and 2014 |  | Non-Lead | Don't Know | Don't Know |  |  | No | No | No
LSLI0847 | 106 | Diamond Hill | Horseshoe Bay | 78657 |  |  |  | Non-Lead | No | After 2014 |  | Non-Lead | After 2014 |  | Non-Lead | No | No |  |  | No | No | No
LSLI0848 | 109 | Diamond Hill | Horseshoe Bay | 78657 |  |  |  | Non-Lead | No | After 2014 |  | Non-Lead | After 2014 |  | Non-Lead | No | No |  |  | No | No | No
LSLI0849 | 118 | Diamond Hill | Horseshoe Bay | 78657 |  |  |  | Non-Lead | No | After 2014 |  | Non-Lead | After 2014 |  | Non-Lead | No | No |  |  | No | No | No
LSLI0850 | 112 | Discreet | Horseshoe Bay | 78657 |  |  |  | Non-Lead | No | Between 1989 and 2014 |  | Non-Lead | Between 1989 and 2014 |  | Non-Lead | Don't Know | Don't Know |  |  | No | No | No
LSLI0851 | 101 | Discreet | Horseshoe Bay | 78657 |  |  |  | Non-Lead | No | After 2014 |  | Non-Lead | After 2014 |  | Non-Lead | No | No |  |  | No | No | No
LSLI0852 | 107 | Discreet | Horseshoe Bay | 78657 |  |  |  | Non-Lead | No | After 2014 |  | Non-Lead | After 2014 |  | Non-Lead | No | No |  |  | No | No | No
LSLI0853 | 110 | Discreet | Horseshoe Bay | 78657 |  |  |  | Non-Lead | No | After 2014 |  | Non-Lead | After 2014 |  | Non-Lead | No | No |  |  | No | No | No
LSLI0854 | 2203 | Doe St | Horseshoe Bay | 78657 |  |  |  | Non-Lead | No | After 2014 |  | Non-Lead | After 2014 |  | Non-Lead | No | No |  |  | No | No | No
LSLI0855 | 2210 | Doe St | Horseshoe Bay | 78657 |  |  |  | Non-Lead | No | After 2014 |  | Non-Lead | After 2014 |  | Non-Lead | No | No |  |  | No | No | No
LSLI0856 | 2220 | Doe St | Horseshoe Bay | 78657 |  |  |  | Non-Lead | No | After 2014 |  | Non-Lead | After 2014 |  | Non-Lead | No | No |  |  | No | No | No
LSLI0857 | 310 | Dogie Dr A Bay Hill | Horseshoe Bay | 78657 |  |  |  | Non-Lead | No | Between 1989 and 2014 |  | Non-Lead | Between 1989 and 2014 |  | Non-Lead | Don't Know | Don't Know |  |  | No | No | No
LSLI0858 | 304 | Dogie Dr A Prima Cas | Horseshoe Bay | 78657 |  |  |  | Non-Lead | No | Between 1989 and 2014 |  | Non-Lead | Between 1989 and 2014 |  | Non-Lead | Don't Know | Don't Know |  |  | No | No | No
LSLI0859 | 302 | Dogie Dr A Prima Cas | Horseshoe Bay | 78657 |  |  |  | Non-Lead | No | Between 1989 and 2014 |  | Non-Lead | Between 1989 and 2014 |  | Non-Lead | Don't Know | Don't Know |  |  | No | No | No
LSLI0860 | 302 | Dogie Dr B Prima Cas | Horseshoe Bay | 78657 |  |  |  | Non-Lead | No | Between 1989 and 2014 |  | Non-Lead | Between 1989 and 2014 |  | Non-Lead | Don't Know | Don't Know |  |  | No | No | No
LSLI0861 | 223 | Dominion Dr | Horseshoe Bay | 78657 |  |  |  | Non-Lead | No | Between 1989 and 2014 |  | Non-Lead | Between 1989 and 2014 |  | Non-Lead | Don't Know | Don't Know |  |  | No | No | No
LSLI0862 | 203 | Dominion Dr | Horseshoe Bay | 78657 |  |  |  | Non-Lead | No | Between 1989 and 2014 |  | Non-Lead | Between 1989 and 2014 |  | Non-Lead | Don't Know | Don't Know |  |  | No | No | No
LSLI0863 | 201 | Dominion Dr | Horseshoe Bay | 78657 |  |  |  | Non-Lead | No | Between 1989 and 2014 |  | Non-Lead | Between 1989 and 2014 |  | Non-Lead | Don't Know | Don't Know |  |  | No | No | No
LSLI0864 | 213 | Dominion Dr | Horseshoe Bay | 78657 |  |  |  | Non-Lead | No | Between 1989 and 2014 |  | Non-Lead | Between 1989 and 2014 |  | Non-Lead | Don't Know | Don't Know |  |  | No | No | No
LSLI0865 | 215 | Dominion Dr | Horseshoe Bay | 78657 |  |  |  | Non-Lead | No | Between 1989 and 2014 |  | Non-Lead | Between 1989 and 2014 |  | Non-Lead | Don't Know | Don't Know |  |  | No | No | No
LSLI0866 | 207 | Dominion Dr | Horseshoe Bay | 78657 |  |  |  | Non-Lead | No | Between 1989 and 2014 |  | Non-Lead | Between 1989 and 2014 |  | Non-Lead | Don't Know | Don't Know |  |  | No | No | No
LSLI0867 | 229 | Dominion Dr | Horseshoe Bay | 78657 |  |  |  | Non-Lead | No | Between 1989 and 2014 |  | Non-Lead | Between 1989 and 2014 |  | Non-Lead | Don't Know | Don't Know |  |  | No | No | No
LSLI0868 | 231 | Dominion Dr | Horseshoe Bay | 78657 |  |  |  | Non-Lead | No | Between 1989 and 2014 |  | Non-Lead | Between 1989 and 2014 |  | Non-Lead | Don't Know | Don't Know |  |  | No | No | No
LSLI0869 | 219 | Dominion Dr | Horseshoe Bay | 78657 |  |  |  | Non-Lead | No | Between 1989 and 2014 |  | Non-Lead | Between 1989 and 2014 |  | Non-Lead | Don't Know | Don't Know |  |  | No | No | No
LSLI0870 | 225 | Dominion Dr | Horseshoe Bay | 78657 |  |  |  | Non-Lead | No | Between 1989 and 2014 |  | Non-Lead | Between 1989 and 2014 |  | Non-Lead | Don't Know | Don't Know |  |  | No | No | No
LSLI0871 | 3413 | Douglas Dr | Horseshoe Bay | 78657 |  |  |  | Non-Lead | No | Between 1989 and 2014 |  | Non-Lead | Between 1989 and 2014 |  | Non-Lead | Don't Know | Don't Know |  |  | No | No | No
LSLI0872 | 3223 | Douglas Dr | Horseshoe Bay | 78657 |  |  |  | Non-Lead | No | Between 1989 and 2014 |  | Non-Lead | Between 1989 and 2014 |  | Non-Lead | Don't Know | Don't Know |  |  | No | No | No
LSLI0873 | 3603 | Douglas Dr | Horseshoe Bay | 78657 |  |  |  | Non-Lead | No | Between 1989 and 2014 |  | Non-Lead | Between 1989 and 2014 |  | Non-Lead | Don't Know | Don't Know |  |  | No | No | No
LSLI0874 | 3209 | Douglas Dr | Horseshoe Bay | 78657 |  |  |  | Non-Lead | No | Between 1989 and 2014 |  | Non-Lead | Between 1989 and 2014 |  | Non-Lead | Don't Know | Don't Know |  |  | No | No | No
LSLI0875 | 3407 | Douglas Dr | Horseshoe Bay | 78657 |  |  |  | Non-Lead | No | Between 1989 and 2014 |  | Non-Lead | Between 1989 and 2014 |  | Non-Lead | Don't Know | Don't Know |  |  | No | No | No
LSLI0876 | 3609 | Douglas Dr | Horseshoe Bay | 78657 |  |  |  | Non-Lead | No | Between 1989 and 2014 |  | Non-Lead | Between 1989 and 2014 |  | Non-Lead | Don't Know | Don't Know |  |  | No | No | No
LSLI0877 | 3400 | Douglas Dr | Horseshoe Bay | 78657 |  |  |  | Non-Lead | No | Between 1989 and 2014 |  | Non-Lead | Between 1989 and 2014 |  | Non-Lead | Don't Know | Don't Know |  |  | No | No | No
LSLI0878 | 3614 | Douglas Dr | Horseshoe Bay | 78657 |  |  |  | Non-Lead | No | Between 1989 and 2014 |  | Non-Lead | Between 1989 and 2014 |  | Non-Lead | Don't Know | Don't Know |  |  | No | No | No
LSLI0879 | 3504 | Douglas Dr | Horseshoe Bay | 78657 |  |  |  | Non-Lead | No | Between 1989 and 2014 |  | Non-Lead | Between 1989 and 2014 |  | Non-Lead | Don't Know | Don't Know |  |  | No | No | No
LSLI0880 | 3507 | Douglas Dr | Horseshoe Bay | 78657 |  |  |  | Non-Lead | No | Between 1989 and 2014 |  | Non-Lead | Between 1989 and 2014 |  | Non-Lead | Don't Know | Don't Know |  |  | No | No | No
LSLI0881 | 3212 | Douglas Dr | Horseshoe Bay | 78657 |  |  |  | Non-Lead | No | Between 1989 and 2014 |  | Non-Lead | Between 1989 and 2014 |  | Non-Lead | Don't Know | Don't Know |  |  | No | No | No
LSLI0882 | 3605 | Douglas Dr | Horseshoe Bay | 78657 |  |  |  | Non-Lead | No | Between 1989 and 2014 |  | Non-Lead | Between 1989 and 2014 |  | Non-Lead | Don't Know | Don't Know |  |  | No | No | No
LSLI0883 | 3305 | Douglas Dr | Horseshoe Bay | 78657 |  |  |  | Non-Lead | No | Between 1989 and 2014 |  | Non-Lead | Between 1989 and 2014 |  | Non-Lead | Don't Know | Don't Know |  |  | No | No | No
LSLI0884 | 3206 | Douglas Dr | Horseshoe Bay | 78657 |  |  |  | Non-Lead | No | Between 1989 and 2014 |  | Non-Lead | Between 1989 and 2014 |  | Non-Lead | Don't Know | Don't Know |  |  | No | No | No
LSLI0885 | 3411 | Douglas Dr | Horseshoe Bay | 78657 |  |  |  | Non-Lead | No | After 2014 |  | Non-Lead | After 2014 |  | Non-Lead | No | No |  |  | No | No | No
LSLI0886 | 3205 | Douglas Dr | Horseshoe Bay | 78657 |  |  |  | Non-Lead | No | After 2014 |  | Non-Lead | After 2014 |  | Non-Lead | No | No |  |  | No | No | No
LSLI0887 | 3316 | Douglas Dr | Horseshoe Bay | 78657 |  |  |  | Non-Lead | No | After 2014 |  | Non-Lead | After 2014 |  | Non-Lead | No | No |  |  | No | No | No
LSLI0888 | 3221 | Douglas Dr | Horseshoe Bay | 78657 |  |  |  | Non-Lead | No | After 2014 |  | Non-Lead | After 2014 |  | Non-Lead | No | No |  |  | No | No | No
LSLI0889 | 3231 | Douglas Dr | Horseshoe Bay | 78657 |  |  |  | Non-Lead | No | After 2014 |  | Non-Lead | After 2014 |  | Non-Lead | No | No |  |  | No | No | No
LSLI0890 | 3233 | Douglas Dr | Horseshoe Bay | 78657 |  |  |  | Non-Lead | No | After 2014 |  | Non-Lead | After 2014 |  | Non-Lead | No | No |  |  | No | No | No
LSLI0891 | 3229 | Douglas Dr | Horseshoe Bay | 78657 |  |  |  | Non-Lead | No | After 2014 |  | Non-Lead | After 2014 |  | Non-Lead | No | No |  |  | No | No | No
LSLI0892 | 3619 | Douglas Dr | Horseshoe Bay | 78657 |  |  |  | Non-Lead | No | After 2014 |  | Non-Lead | After 2014 |  | Non-Lead | No | No |  |  | No | No | No
LSLI0893 | 3016 | Driftwood | Horseshoe Bay | 78657 |  |  |  | Non-Lead | No | Between 1989 and 2014 |  | Non-Lead | Between 1989 and 2014 |  | Non-Lead | Don't Know | Don't Know |  |  | No | No | No
LSLI0894 | 3012 | Driftwood | Horseshoe Bay | 78657 |  |  |  | Non-Lead | No | Between 1989 and 2014 |  | Non-Lead | Between 1989 and 2014 |  | Non-Lead | Don't Know | Don't Know |  |  | No | No | No
LSLI0895 | 3000 | Driftwood | Horseshoe Bay | 78657 |  |  |  | Non-Lead | No | Between 1989 and 2014 |  | Non-Lead | Between 1989 and 2014 |  | Non-Lead | Don't Know | Don't Know |  |  | No | No | No
LSLI0896 | 3018 | Driftwood | Horseshoe Bay | 78657 |  |  |  | Non-Lead | No | After 2014 |  | Non-Lead | After 2014 |  | Non-Lead | No | No |  |  | No | No | No
LSLI0897 | 3004 | Driftwood | Horseshoe Bay | 78657 |  |  |  | Non-Lead | No | After 2014 |  | Non-Lead | After 2014 |  | Non-Lead | No | No |  |  | No | No | No
LSLI0898 | 108 | Duffer | Horseshoe Bay | 78657 |  |  |  | Non-Lead | No | Between 1989 and 2014 |  | Non-Lead | Between 1989 and 2014 |  | Non-Lead | Don't Know | Don't Know |  |  | No | No | No
LSLI0899 | 104 | Duffer | Horseshoe Bay | 78657 |  |  |  | Non-Lead | No | Between 1989 and 2014 |  | Non-Lead | Between 1989 and 2014 |  | Non-Lead | Don't Know | Don't Know |  |  | No | No | No
LSLI0900 | 107 | Duffer | Horseshoe Bay | 78657 |  |  |  | Non-Lead | No | Between 1989 and 2014 |  | Non-Lead | Between 1989 and 2014 |  | Non-Lead | Don't Know | Don't Know |  |  | No | No | No
LSLI0901 | 26409 | E SH 71 | Horseshoe Bay | 78657 |  |  |  | Non-Lead | No | Between 1989 and 2014 |  | Non-Lead | Between 1989 and 2014 |  | Non-Lead | Don't Know | Don't Know |  |  | No | No | No
LSLI0902 | 23737 | E SH 71 | Horseshoe Bay | 78657 |  |  |  | Non-Lead | No | Between 1989 and 2014 |  | Non-Lead | Between 1989 and 2014 |  | Non-Lead | Don't Know | Don't Know |  |  | No | No | No
LSLI0903 | 23501 | E SH 71 | Horseshoe Bay | 78657 |  |  |  | Non-Lead | No | After 2014 |  | Non-Lead | After 2014 |  | Non-Lead | No | No |  |  | No | No | No
LSLI0904 | 24300 | E SH 71 | Horseshoe Bay | 78657 |  |  |  | Non-Lead | No | Between 1989 and 2014 |  | Non-Lead | Between 1989 and 2014 |  | Non-Lead | Don't Know | Don't Know |  |  | No | No | No
LSLI0905 | 24201 | E SH 71/2 Quail Ridge | Horseshoe Bay | 78657 |  |  |  | Non-Lead | No | After 2014 |  | Non-Lead | After 2014 |  | Non-Lead | No | No |  |  | No | No | No
LSLI0906 | 26407 | E SH 71 | Horseshoe Bay | 78657 |  |  |  | Non-Lead | No | After 2014 |  | Non-Lead | After 2014 |  | Non-Lead | No | No |  |  | No | No | No
LSLI0907 | 102 | Eagle | Horseshoe Bay | 78657 |  |  |  | Non-Lead | No | Between 1989 and 2014 |  | Non-Lead | Between 1989 and 2014 |  | Non-Lead | Don't Know | Don't Know |  |  | No | No | No
LSLI0908 | 108 | Eagle | Horseshoe Bay | 78657 |  |  |  | Non-Lead | No | Between 1989 and 2014 |  | Non-Lead | Between 1989 and 2014 |  | Non-Lead | Don't Know | Don't Know |  |  | No | No | No
LSLI0909 | 113 | Eagles Nest | Horseshoe Bay | 78657 |  |  |  | Non-Lead | No | Between 1989 and 2014 |  | Non-Lead | Between 1989 and 2014 |  | Non-Lead | Don't Know | Don't Know |  |  | No | No | No
LSLI0910 | 105 | Eagles Nest | Horseshoe Bay | 78657 |  |  |  | Non-Lead | No | Between 1989 and 2014 |  | Non-Lead | Between 1989 and 2014 |  | Non-Lead | Don't Know | Don't Know |  |  | No | No | No
LSLI0911 | 112 | Eagles Nest | Horseshoe Bay | 78657 |  |  |  | Non-Lead | No | After 2014 |  | Non-Lead | After 2014 |  | Non-Lead | No | No |  |  | No | No | No
LSLI0912 | 103 | Edwards Circle | Horseshoe Bay | 78657 |  |  |  | Non-Lead | No | After 2014 |  | Non-Lead | After 2014 |  | Non-Lead | No | No |  |  | No | No | No
LSLI0913 | 105 | Edwards Circle | Horseshoe Bay | 78657 |  |  |  | Non-Lead | No | After 2014 |  | Non-Lead | After 2014 |  | Non-Lead | No | No |  |  | No | No | No
LSLI0914 | 106 | Edwards Circle | Horseshoe Bay | 78657 |  |  |  | Non-Lead | No | After 2014 |  | Non-Lead | After 2014 |  | Non-Lead | No | No |  |  | No | No | No
LSLI0915 | 409 | Emerald Way | Horseshoe Bay | 78657 |  |  |  | Non-Lead | No | Between 1989 and 2014 |  | Non-Lead | Between 1989 and 2014 |  | Non-Lead | Don't Know | Don't Know |  |  | No | No | No
LSLI0916 | 303 | Emerald Way | Horseshoe Bay | 78657 |  |  |  | Non-Lead | No | After 2014 |  | Non-Lead | After 2014 |  | Non-Lead | No | No |  |  | No | No | No
LSLI0917 | 304 | Emerald Way | Horseshoe Bay | 78657 |  |  |  | Non-Lead | No | After 2014 |  | Non-Lead | After 2014 |  | Non-Lead | No | No |  |  | No | No | No
LSLI0918 | 406 | Emerald Way | Horseshoe Bay | 78657 |  |  |  | Non-Lead | No | After 2014 |  | Non-Lead | After 2014 |  | Non-Lead | No | No |  |  | No | No | No
LSLI0919 | 404 | Emerald Way | Horseshoe Bay | 78657 |  |  |  | Non-Lead | No | After 2014 |  | Non-Lead | After 2014 |  | Non-Lead | No | No |  |  | No | No | No
LSLI0920 | 86 | Encantada | Horseshoe Bay | 78657 |  |  |  | Non-Lead | No | After 2014 |  | Non-Lead | After 2014 |  | Non-Lead | No | No |  |  | No | No | No
LSLI0921 | 92 | Encantada | Horseshoe Bay | 78657 |  |  |  | Non-Lead | No | Between 1989 and 2014 |  | Non-Lead | Between 1989 and 2014 |  | Non-Lead | Don't Know | Don't Know |  |  | No | No | No
LSLI0922 | 180 | Encantada | Horseshoe Bay | 78657 |  |  |  | Non-Lead | No | Between 1989 and 2014 |  | Non-Lead | Between 1989 and 2014 |  | Non-Lead | Don't Know | Don't Know |  |  | No | No | No
LSLI0923 | 166 | Encantada | Horseshoe Bay | 78657 |  |  |  | Non-Lead | No | Between 1989 and 2014 |  | Non-Lead | Between 1989 and 2014 |  | Non-Lead | Don't Know | Don't Know |  |  | No | No | No
LSLI0924 | 177 | Encantada | Horseshoe Bay | 78657 |  |  |  | Non-Lead | No | Between 1989 and 2014 |  | Non-Lead | Between 1989 and 2014 |  | Non-Lead | Don't Know | Don't Know |  |  | No | No | No
LSLI0925 | 156 | Encantada | Horseshoe Bay | 78657 |  |  |  | Non-Lead | No | Between 1989 and 2014 |  | Non-Lead | Between 1989 and 2014 |  | Non-Lead | Don't Know | Don't Know |  |  | No | No | No
LSLI0926 | 176 | Encantada | Horseshoe Bay | 78657 |  |  |  | Non-Lead | No | Between 1989 and 2014 |  | Non-Lead | Between 1989 and 2014 |  | Non-Lead | Don't Know | Don't Know |  |  | No | No | No
LSLI0927 | 122 | Encantada | Horseshoe Bay | 78657 |  |  |  | Non-Lead | No | Between 1989 and 2014 |  | Non-Lead | Between 1989 and 2014 |  | Non-Lead | Don't Know | Don't Know |  |  | No | No | No
LSLI0928 | 169 | Encantada | Horseshoe Bay | 78657 |  |  |  | Non-Lead | No | After 2014 |  | Non-Lead | After 2014 |  | Non-Lead | No | No |  |  | No | No | No
LSLI0929 | 172 | Encantada | Horseshoe Bay | 78657 |  |  |  | Non-Lead | No | After 2014 |  | Non-Lead | After 2014 |  | Non-Lead | No | No |  |  | No | No | No
LSLI0930 | 174 | Encantada | Horseshoe Bay | 78657 |  |  |  | Non-Lead | No | After 2014 |  | Non-Lead | After 2014 |  | Non-Lead | No | No |  |  | No | No | No
LSLI0931 | 168 | Encantada | Horseshoe Bay | 78657 |  |  |  | Non-Lead | No | After 2014 |  | Non-Lead | After 2014 |  | Non-Lead | No | No |  |  | No | No | No
LSLI0932 | 146 | Encantada | Horseshoe Bay | 78657 |  |  |  | Non-Lead | No | After 2014 |  | Non-Lead | After 2014 |  | Non-Lead | No | No |  |  | No | No | No
LSLI0933 | 175 | Encantada | Horseshoe Bay | 78657 |  |  |  | Non-Lead | No | After 2014 |  | Non-Lead | After 2014 |  | Non-Lead | No | No |  |  | No | No | No
LSLI0934 | 108 | Encantada | Horseshoe Bay | 78657 |  |  |  | Non-Lead | No | After 2014 |  | Non-Lead | After 2014 |  | Non-Lead | No | No |  |  | No | No | No
LSLI0935 | 169 | Encantada (Casita) | Horseshoe Bay | 78657 |  |  |  | Non-Lead | No | After 2014 |  | Non-Lead | After 2014 |  | Non-Lead | No | No |  |  | No | No | No
LSLI0936 | 100 | Enclave Circle | Horseshoe Bay | 78657 |  |  |  | Non-Lead | No | Between 1989 and 2014 |  | Non-Lead | Between 1989 and 2014 |  | Non-Lead | Don't Know | Don't Know |  |  | No | No | No
LSLI0937 | 102 | Enclave Circle | Horseshoe Bay | 78657 |  |  |  | Non-Lead | No | Between 1989 and 2014 |  | Non-Lead | Between 1989 and 2014 |  | Non-Lead | Don't Know | Don't Know |  |  | No | No | No
LSLI0938 | 106 | Enclave Circle | Horseshoe Bay | 78657 |  |  |  | Non-Lead | No | Between 1989 and 2014 |  | Non-Lead | Between 1989 and 2014 |  | Non-Lead | Don't Know | Don't Know |  |  | No | No | No
LSLI0939 | 201 | Enclave Circle | Horseshoe Bay | 78657 |  |  |  | Non-Lead | No | Between 1989 and 2014 |  | Non-Lead | Between 1989 and 2014 |  | Non-Lead | Don't Know | Don't Know |  |  | No | No | No
LSLI0940 | 203 | Enclave Circle | Horseshoe Bay | 78657 |  |  |  | Non-Lead | No | Between 1989 and 2014 |  | Non-Lead | Between 1989 and 2014 |  | Non-Lead | Don't Know | Don't Know |  |  | No | No | No
LSLI0941 | 205 | Enclave Circle | Horseshoe Bay | 78657 |  |  |  | Non-Lead | No | Between 1989 and 2014 |  | Non-Lead | Between 1989 and 2014 |  | Non-Lead | Don't Know | Don't Know |  |  | No | No | No
LSLI0942 | 207 | Enclave Circle | Horseshoe Bay | 78657 |  |  |  | Non-Lead | No | Between 1989 and 2014 |  | Non-Lead | Between 1989 and 2014 |  | Non-Lead | Don't Know | Don't Know |  |  | No | No | No
LSLI0943 | 300 | Enclave Circle | Horseshoe Bay | 78657 |  |  |  | Non-Lead | No | Between 1989 and 2014 |  | Non-Lead | Between 1989 and 2014 |  | Non-Lead | Don't Know | Don't Know |  |  | No | No | No
LSLI0944 | 302 | Enclave Circle | Horseshoe Bay | 78657 |  |  |  | Non-Lead | No | Between 1989 and 2014 |  | Non-Lead | Between 1989 and 2014 |  | Non-Lead | Don't Know | Don't Know |  |  | No | No | No
LSLI0945 | 304 | Enclave Circle | Horseshoe Bay | 78657 |  |  |  | Non-Lead | No | Between 1989 and 2014 |  | Non-Lead | Between 1989 and 2014 |  | Non-Lead | Don't Know | Don't Know |  |  | No | No | No
LSLI0946 | 306 | Enclave Circle | Horseshoe Bay | 78657 |  |  |  | Non-Lead | No | Between 1989 and 2014 |  | Non-Lead | Between 1989 and 2014 |  | Non-Lead | Don't Know | Don't Know |  |  | No | No | No
LSLI0947 | 104 | Enclave Circle | Horseshoe Bay | 78657 |  |  |  | Non-Lead | No | Between 1989 and 2014 |  | Non-Lead | Between 1989 and 2014 |  | Non-Lead | Don't Know | Don't Know |  |  | No | No | No
LSLI0948 | 301 | Enclave Circle | Horseshoe Bay | 78657 |  |  |  | Non-Lead | No | Between 1989 and 2014 |  | Non-Lead | Between 1989 and 2014 |  | Non-Lead | Don't Know | Don't Know |  |  | No | No | No
LSLI0949 | 303 | Enclave Circle | Horseshoe Bay | 78657 |  |  |  | Non-Lead | No | Between 1989 and 2014 |  | Non-Lead | Between 1989 and 2014 |  | Non-Lead | Don't Know | Don't Know |  |  | No | No | No
LSLI0950 | 305 | Enclave Circle | Horseshoe Bay | 78657 |  |  |  | Non-Lead | No | After 2014 |  | Non-Lead | After 2014 |  | Non-Lead | No | No |  |  | No | No | No
LSLI0951 | 307 | Enclave Circle | Horseshoe Bay | 78657 |  |  |  | Non-Lead | No | Between 1989 and 2014 |  | Non-Lead | Between 1989 and 2014 |  | Non-Lead | Don't Know | Don't Know |  |  | No | No | No
LSLI0952 | 305 | Enclave Circle | Horseshoe Bay | 78657 |  |  |  | Non-Lead | No | Between 1989 and 2014 |  | Non-Lead | Between 1989 and 2014 |  | Non-Lead | Don't Know | Don't Know |  |  | No | No | No
LSLI0953 | 101 | Enclave Circle Club House | Horseshoe Bay | 78657 |  |  |  | Non-Lead | No | After 2014 |  | Non-Lead | After 2014 |  | Non-Lead | No | No |  |  | No | No | No
LSLI0954 | 124 | Ensenada Ln | Horseshoe Bay | 78657 |  |  |  | Non-Lead | No | After 2014 |  | Non-Lead | After 2014 |  | Non-Lead | No | No |  |  | No | No | No
LSLI0955 | 132 | Ensenada Ln | Horseshoe Bay | 78657 |  |  |  | Non-Lead | No | After 2014 |  | Non-Lead | After 2014 |  | Non-Lead | No | No |  |  | No | No | No
LSLI0956 | 120 | Ensenada Ln | Horseshoe Bay | 78657 |  |  |  | Non-Lead | No | After 2014 |  | Non-Lead | After 2014 |  | Non-Lead | No | No |  |  | No | No | No
LSLI0957 | 116 | Ensenada Ln | Horseshoe Bay | 78657 |  |  |  | Non-Lead | No | After 2014 |  | Non-Lead | After 2014 |  | Non-Lead | No | No |  |  | No | No | No
LSLI0958 | 308 | Eocene | Horseshoe Bay | 78657 |  |  |  | Non-Lead | No | Between 1989 and 2014 |  | Non-Lead | Between 1989 and 2014 |  | Non-Lead | Don't Know | Don't Know |  |  | No | No | No
LSLI0959 | 303 | Eocene | Horseshoe Bay | 78657 |  |  |  | Non-Lead | No | Between 1989 and 2014 |  | Non-Lead | Between 1989 and 2014 |  | Non-Lead | Don't Know | Don't Know |  |  | No | No | No
LSLI0960 | 304 | Eocene | Horseshoe Bay | 78657 |  |  |  | Non-Lead | No | After 2014 |  | Non-Lead | After 2014 |  | Non-Lead | No | No |  |  | No | No | No
LSLI0961 | 301 | Eocene | Horseshoe Bay | 78657 |  |  |  | Non-Lead | No | After 2014 |  | Non-Lead | After 2014 |  | Non-Lead | No | No |  |  | No | No | No
LSLI0962 | 109 | Estate Dr | Horseshoe Bay | 78657 |  |  |  | Non-Lead | No | Between 1989 and 2014 |  | Non-Lead | Between 1989 and 2014 |  | Non-Lead | Don't Know | Don't Know |  |  | No | No | No
LSLI0963 | 112 | Estate Dr | Horseshoe Bay | 78657 |  |  |  | Non-Lead | No | Between 1989 and 2014 |  | Non-Lead | Between 1989 and 2014 |  | Non-Lead | Don't Know | Don't Know |  |  | No | No | No
LSLI0964 | 121 | Estate Dr | Horseshoe Bay | 78657 |  |  |  | Non-Lead | No | Between 1989 and 2014 |  | Non-Lead | Between 1989 and 2014 |  | Non-Lead | Don't Know | Don't Know |  |  | No | No | No
LSLI0965 | 113 | Estate Dr | Horseshoe Bay | 78657 |  |  |  | Non-Lead | No | Between 1989 and 2014 |  | Non-Lead | Between 1989 and 2014 |  | Non-Lead | Don't Know | Don't Know |  |  | No | No | No
LSLI0966 | 105 | Estate Dr | Horseshoe Bay | 78657 |  |  |  | Non-Lead | No | Between 1989 and 2014 |  | Non-Lead | Between 1989 and 2014 |  | Non-Lead | Don't Know | Don't Know |  |  | No | No | No
LSLI0967 | 104 | Estate Dr | Horseshoe Bay | 78657 |  |  |  | Non-Lead | No | Between 1989 and 2014 |  | Non-Lead | Between 1989 and 2014 |  | Non-Lead | Don't Know | Don't Know |  |  | No | No | No
LSLI0968 | 115 | Estate Dr | Horseshoe Bay | 78657 |  |  |  | Non-Lead | No | After 2014 |  | Non-Lead | After 2014 |  | Non-Lead | No | No |  |  | No | No | No
LSLI0969 | 102 | Estrella | Horseshoe Bay | 78657 |  |  |  | Non-Lead | No | Between 1989 and 2014 |  | Non-Lead | Between 1989 and 2014 |  | Non-Lead | Don't Know | Don't Know |  |  | No | No | No
LSLI0970 | 111 | Estrella | Horseshoe Bay | 78657 |  |  |  | Non-Lead | No | Between 1989 and 2014 |  | Non-Lead | Between 1989 and 2014 |  | Non-Lead | Don't Know | Don't Know |  |  | No | No | No
LSLI0971 | 104 | Estrella | Horseshoe Bay | 78657 |  |  |  | Non-Lead | No | Between 1989 and 2014 |  | Non-Lead | Between 1989 and 2014 |  | Non-Lead | Don't Know | Don't Know |  |  | No | No | No
LSLI0972 | 111 | Falcon | Horseshoe Bay | 78657 |  |  |  | Non-Lead | No | Between 1989 and 2014 |  | Non-Lead | Between 1989 and 2014 |  | Non-Lead | Don't Know | Don't Know |  |  | No | No | No
LSLI0973 | 107 | Falcon | Horseshoe Bay | 78657 |  |  |  | Non-Lead | No | After 2014 |  | Non-Lead | After 2014 |  | Non-Lead | No | No |  |  | No | No | No
LSLI0974 | 102 | Falcon 1 | Horseshoe Bay | 78657 |  |  |  | Non-Lead | No | Between 1989 and 2014 |  | Non-Lead | Between 1989 and 2014 |  | Non-Lead | Don't Know | Don't Know |  |  | No | No | No
LSLI0975 | 102 | Falcon 2 | Horseshoe Bay | 78657 |  |  |  | Non-Lead | No | Between 1989 and 2014 |  | Non-Lead | Between 1989 and 2014 |  | Non-Lead | Don't Know | Don't Know |  |  | No | No | No
LSLI0976 | 820 | Fallow | Horseshoe Bay | 78657 |  |  |  | Non-Lead | No | Between 1989 and 2014 |  | Non-Lead | Between 1989 and 2014 |  | Non-Lead | Don't Know | Don't Know |  |  | No | No | No
LSLI0977 | 819 | Fallow | Horseshoe Bay | 78657 |  |  |  | Non-Lead | No | Between 1989 and 2014 |  | Non-Lead | Between 1989 and 2014 |  | Non-Lead | Don't Know | Don't Know |  |  | No | No | No
LSLI0978 | 717 | Fallow | Horseshoe Bay | 78657 |  |  |  | Non-Lead | No | Between 1989 and 2014 |  | Non-Lead | Between 1989 and 2014 |  | Non-Lead | Don't Know | Don't Know |  |  | No | No | No
LSLI0979 | 800 | Fallow | Horseshoe Bay | 78657 |  |  |  | Non-Lead | No | Between 1989 and 2014 |  | Non-Lead | Between 1989 and 2014 |  | Non-Lead | Don't Know | Don't Know |  |  | No | No | No
LSLI0980 | 711 | Fallow | Horseshoe Bay | 78657 |  |  |  | Non-Lead | No | Between 1989 and 2014 |  | Non-Lead | Between 1989 and 2014 |  | Non-Lead | Don't Know | Don't Know |  |  | No | No | No
LSLI0981 | 714 | Fallow | Horseshoe Bay | 78657 |  |  |  | Non-Lead | No | Between 1989 and 2014 |  | Non-Lead | Between 1989 and 2014 |  | Non-Lead | Don't Know | Don't Know |  |  | No | No | No
LSLI0982 | 715 | Fallow | Horseshoe Bay | 78657 |  |  |  | Non-Lead | No | After 2014 |  | Non-Lead | After 2014 |  | Non-Lead | No | No |  |  | No | No | No
LSLI0983 | 1309 | Far West Rd | Horseshoe Bay | 78657 |  |  |  | Non-Lead | No | Between 1989 and 2014 |  | Non-Lead | Between 1989 and 2014 |  | Non-Lead | Don't Know | Don't Know |  |  | No | No | No
LSLI0984 | 1301 | Far West Rd | Horseshoe Bay | 78657 |  |  |  | Non-Lead | No | Between 1989 and 2014 |  | Non-Lead | Between 1989 and 2014 |  | Non-Lead | Don't Know | Don't Know |  |  | No | No | No
LSLI0985 | 1311 | Far West Rd | Horseshoe Bay | 78657 |  |  |  | Non-Lead | No | Between 1989 and 2014 |  | Non-Lead | Between 1989 and 2014 |  | Non-Lead | Don't Know | Don't Know |  |  | No | No | No
LSLI0986 | 1409 | Far West Rd | Horseshoe Bay | 78657 |  |  |  | Non-Lead | No | Between 1989 and 2014 |  | Non-Lead | Between 1989 and 2014 |  | Non-Lead | Don't Know | Don't Know |  |  | No | No | No
LSLI0987 | 1305 | Far West Rd | Horseshoe Bay | 78657 |  |  |  | Non-Lead | No | Between 1989 and 2014 |  | Non-Lead | Between 1989 and 2014 |  | Non-Lead | Don't Know | Don't Know |  |  | No | No | No
LSLI0988 | 1403 | Far West Rd | Horseshoe Bay | 78657 |  |  |  | Non-Lead | No | Between 1989 and 2014 |  | Non-Lead | Between 1989 and 2014 |  | Non-Lead | Don't Know | Don't Know |  |  | No | No | No
LSLI0989 | 1300 | Far West Rd | Horseshoe Bay | 78657 |  |  |  | Non-Lead | No | Between 1989 and 2014 |  | Non-Lead | Between 1989 and 2014 |  | Non-Lead | Don't Know | Don't Know |  |  | No | No | No
LSLI0990 | 1405 | Far West Rd | Horseshoe Bay | 78657 |  |  |  | Non-Lead | No | Between 1989 and 2014 |  | Non-Lead | Between 1989 and 2014 |  | Non-Lead | Don't Know | Don't Know |  |  | No | No | No
LSLI0991 | 1509 | Far West Rd | Horseshoe Bay | 78657 |  |  |  | Non-Lead | No | Between 1989 and 2014 |  | Non-Lead | Between 1989 and 2014 |  | Non-Lead | Don't Know | Don't Know |  |  | No | No | No
LSLI0992 | 1501 | Far West Rd | Horseshoe Bay | 78657 |  |  |  | Non-Lead | No | After 2014 |  | Non-Lead | After 2014 |  | Non-Lead | No | No |  |  | No | No | No
LSLI0993 | 401 | Fault Line Dr | Horseshoe Bay | 78657 |  |  |  | Non-Lead | No | After 2014 |  | Non-Lead | After 2014 |  | Non-Lead | No | No |  |  | No | No | No
LSLI0994 | 707 | Fault Line Dr | Horseshoe Bay | 78657 |  |  |  | Non-Lead | No | After 2014 |  | Non-Lead | After 2014 |  | Non-Lead | No | No |  |  | No | No | No
LSLI0995 | 1304 | Fault Line Dr | Horseshoe Bay | 78657 |  |  |  | Non-Lead | No | After 2014 |  | Non-Lead | After 2014 |  | Non-Lead | No | No |  |  | No | No | No
LSLI0996 | 2516 | Fault Line Dr | Horseshoe Bay | 78657 |  |  |  | Non-Lead | No | After 2014 |  | Non-Lead | After 2014 |  | Non-Lead | No | No |  |  | No | No | No
LSLI0997 | 712 | Fault Line Dr | Horseshoe Bay | 78657 |  |  |  | Non-Lead | No | After 2014 |  | Non-Lead | After 2014 |  | Non-Lead | No | No |  |  | No | No | No
LSLI0998 | 806 | Fault Line Dr | Horseshoe Bay | 78657 |  |  |  | Non-Lead | No | Between 1989 and 2014 |  | Non-Lead | Between 1989 and 2014 |  | Non-Lead | Don't Know | Don't Know |  |  | No | No | No
LSLI0999 | 232 | Fault Line Dr | Horseshoe Bay | 78657 |  |  |  | Non-Lead | No | Between 1989 and 2014 |  | Non-Lead | Between 1989 and 2014 |  | Non-Lead | Don't Know | Don't Know |  |  | No | No | No
LSLI1000 | 1900 | Fault Line Dr | Horseshoe Bay | 78657 |  |  |  | Non-Lead | No | Between 1989 and 2014 |  | Non-Lead | Between 1989 and 2014 |  | Non-Lead | Don't Know | Don't Know |  |  | No | No | No
LSLI1001 | 600 | Fault Line Dr | Horseshoe Bay | 78657 |  |  |  | Non-Lead | No | Between 1989 and 2014 |  | Non-Lead | Between 1989 and 2014 |  | Non-Lead | Don't Know | Don't Know |  |  | No | No | No
LSLI1002 | 602 | Fault Line Dr | Horseshoe Bay | 78657 |  |  |  | Non-Lead | No | Between 1989 and 2014 |  | Non-Lead | Between 1989 and 2014 |  | Non-Lead | Don't Know | Don't Know |  |  | No | No | No
LSLI1003 | 802 | Fault Line Dr | Horseshoe Bay | 78657 |  |  |  | Non-Lead | No | Between 1989 and 2014 |  | Non-Lead | Between 1989 and 2014 |  | Non-Lead | Don't Know | Don't Know |  |  | No | No | No
LSLI1004 | 2207 | Fault Line Dr | Horseshoe Bay | 78657 |  |  |  | Non-Lead | No | Between 1989 and 2014 |  | Non-Lead | Between 1989 and 2014 |  | Non-Lead | Don't Know | Don't Know |  |  | No | No | No
LSLI1005 | 604 | Fault Line Dr | Horseshoe Bay | 78657 |  |  |  | Non-Lead | No | Between 1989 and 2014 |  | Non-Lead | Between 1989 and 2014 |  | Non-Lead | Don't Know | Don't Know |  |  | No | No | No
LSLI1006 | 512 | Fault Line Dr | Horseshoe Bay | 78657 |  |  |  | Non-Lead | No | Between 1989 and 2014 |  | Non-Lead | Between 1989 and 2014 |  | Non-Lead | Don't Know | Don't Know |  |  | No | No | No
LSLI1007 | 508 | Fault Line Dr | Horseshoe Bay | 78657 |  |  |  | Non-Lead | No | Between 1989 and 2014 |  | Non-Lead | Between 1989 and 2014 |  | Non-Lead | Don't Know | Don't Know |  |  | No | No | No
LSLI1008 | 510 | Fault Line Dr | Horseshoe Bay | 78657 |  |  |  | Non-Lead | No | Between 1989 and 2014 |  | Non-Lead | Between 1989 and 2014 |  | Non-Lead | Don't Know | Don't Know |  |  | No | No | No
LSLI1009 | 101 | Fault Line Dr | Horseshoe Bay | 78657 |  |  |  | Non-Lead | No | Between 1989 and 2014 |  | Non-Lead | Between 1989 and 2014 |  | Non-Lead | Don't Know | Don't Know |  |  | No | No | No
LSLI1010 | 2819 | Fault Line Dr | Horseshoe Bay | 78657 |  |  |  | Non-Lead | No | Between 1989 and 2014 |  | Non-Lead | Between 1989 and 2014 |  | Non-Lead | Don't Know | Don't Know |  |  | No | No | No
LSLI1011 | 2825 | Fault Line Dr | Horseshoe Bay | 78657 |  |  |  | Non-Lead | No | Between 1989 and 2014 |  | Non-Lead | Between 1989 and 2014 |  | Non-Lead | Don't Know | Don't Know |  |  | No | No | No
LSLI1012 | 1117 | Fault Line Dr | Horseshoe Bay | 78657 |  |  |  | Non-Lead | No | Between 1989 and 2014 |  | Non-Lead | Between 1989 and 2014 |  | Non-Lead | Don't Know | Don't Know |  |  | No | No | No
LSLI1013 | 1109 | Fault Line Dr | Horseshoe Bay | 78657 |  |  |  | Non-Lead | No | After 2014 |  | Non-Lead | After 2014 |  | Non-Lead | No | No |  |  | No | No | No
LSLI1014 | 2823 | Fault Line Dr | Horseshoe Bay | 78657 |  |  |  | Non-Lead | No | After 2014 |  | Non-Lead | After 2014 |  | Non-Lead | No | No |  |  | No | No | No
LSLI1015 | 1106 | Fault Line Dr | Horseshoe Bay | 78657 |  |  |  | Non-Lead | No | After 2014 |  | Non-Lead | After 2014 |  | Non-Lead | No | No |  |  | No | No | No
LSLI1016 | 2005 | Fault Line Dr | Horseshoe Bay | 78657 |  |  |  | Non-Lead | No | After 2014 |  | Non-Lead | After 2014 |  | Non-Lead | No | No |  |  | No | No | No
LSLI1017 | 609 | Fault Line Dr | Horseshoe Bay | 78657 |  |  |  | Non-Lead | No | After 2014 |  | Non-Lead | After 2014 |  | Non-Lead | No | No |  |  | No | No | No
LSLI1018 | 2823 | Fault Line Dr | Horseshoe Bay | 78657 |  |  |  | Non-Lead | No | Between 1989 and 2014 |  | Non-Lead | Between 1989 and 2014 |  | Non-Lead | Don't Know | Don't Know |  |  | No | No | No
LSLI1019 | 401 | Fault Line Dr | Horseshoe Bay | 78657 |  |  |  | Non-Lead | No | Between 1989 and 2014 |  | Non-Lead | Between 1989 and 2014 |  | Non-Lead | Don't Know | Don't Know |  |  | No | No | No
LSLI1020 | 2406 | Fault Line Dr | Horseshoe Bay | 78657 |  |  |  | Non-Lead | No | After 2014 |  | Non-Lead | After 2014 |  | Non-Lead | No | No |  |  | No | No | No
LSLI1021 | 2512 | Fault Line Dr | Horseshoe Bay | 78657 |  |  |  | Non-Lead | No | After 2014 |  | Non-Lead | After 2014 |  | Non-Lead | No | No |  |  | No | No | No
LSLI1022 | 2606 | Fault Line Dr | Horseshoe Bay | 78657 |  |  |  | Non-Lead | No | After 2014 |  | Non-Lead | After 2014 |  | Non-Lead | No | No |  |  | No | No | No
LSLI1023 | 1122 | Fault Line Dr | Horseshoe Bay | 78657 |  |  |  | Non-Lead | No | After 2014 |  | Non-Lead | After 2014 |  | Non-Lead | No | No |  |  | No | No | No
LSLI1024 | 2801 | Fault Line Dr #10 | Horseshoe Bay | 78657 |  |  |  | Non-Lead | No | Between 1989 and 2014 |  | Non-Lead | Between 1989 and 2014 |  | Non-Lead | Don't Know | Don't Know |  |  | No | No | No
LSLI1025 | 2801 | Fault Line Dr #7 | Horseshoe Bay | 78657 |  |  |  | Non-Lead | No | Between 1989 and 2014 |  | Non-Lead | Between 1989 and 2014 |  | Non-Lead | Don't Know | Don't Know |  |  | No | No | No
LSLI1026 | 2801 | Fault Line Dr #8 | Horseshoe Bay | 78657 |  |  |  | Non-Lead | No | Between 1989 and 2014 |  | Non-Lead | Between 1989 and 2014 |  | Non-Lead | Don't Know | Don't Know |  |  | No | No | No
LSLI1027 | 2801 | Fault Line Dr #9 | Horseshoe Bay | 78657 |  |  |  | Non-Lead | No | Between 1989 and 2014 |  | Non-Lead | Between 1989 and 2014 |  | Non-Lead | Don't Know | Don't Know |  |  | No | No | No
LSLI1028 | 1107 | Fault Line Dr 2 Los Palos Altos | Horseshoe Bay | 78657 |  |  |  | Non-Lead | No | Between 1989 and 2014 |  | Non-Lead | Between 1989 and 2014 |  | Non-Lead | Don't Know | Don't Know |  |  | No | No | No
LSLI1029 | 1107 | Fault Line Dr 4 Los Palos Altos | Horseshoe Bay | 78657 |  |  |  | Non-Lead | No | Between 1989 and 2014 |  | Non-Lead | Between 1989 and 2014 |  | Non-Lead | Don't Know | Don't Know |  |  | No | No | No
LSLI1030 | 1107 | Fault Line Dr 5 Los Palos Altos | Horseshoe Bay | 78657 |  |  |  | Non-Lead | No | Between 1989 and 2014 |  | Non-Lead | Between 1989 and 2014 |  | Non-Lead | Don't Know | Don't Know |  |  | No | No | No
LSLI1031 | 400 | Fault Line Dr B | Horseshoe Bay | 78657 |  |  |  | Non-Lead | No | Between 1989 and 2014 |  | Non-Lead | Between 1989 and 2014 |  | Non-Lead | Don't Know | Don't Know |  |  | No | No | No
LSLI1032 | 302 | Fault Line Dr B | Horseshoe Bay | 78657 |  |  |  | Non-Lead | No | Between 1989 and 2014 |  | Non-Lead | Between 1989 and 2014 |  | Non-Lead | Don't Know | Don't Know |  |  | No | No | No
LSLI1033 | 2500 | Fault Line Dr | Horseshoe Bay | 78657 |  |  |  | Non-Lead | No | After 2014 |  | Non-Lead | After 2014 |  | Non-Lead | No | No |  |  | No | No | No
LSLI1034 | 1909 | Fault Line Dr | Horseshoe Bay | 78657 |  |  |  | Non-Lead | No | After 2014 |  | Non-Lead | After 2014 |  | Non-Lead | No | No |  |  | No | No | No
LSLI1035 | 1903 | Fault Line Dr | Horseshoe Bay | 78657 |  |  |  | Non-Lead | No | After 2014 |  | Non-Lead | After 2014 |  | Non-Lead | No | No |  |  | No | No | No
LSLI1036 | 1303 | Fault Line Dr | Horseshoe Bay | 78657 |  |  |  | Non-Lead | No | After 2014 |  | Non-Lead | After 2014 |  | Non-Lead | No | No |  |  | No | No | No
LSLI1037 | 1404 | Fault Line Dr | Horseshoe Bay | 78657 |  |  |  | Non-Lead | No | After 2014 |  | Non-Lead | After 2014 |  | Non-Lead | No | No |  |  | No | No | No
LSLI1038 | 1121 | Fault Line Dr | Horseshoe Bay | 78657 |  |  |  | Non-Lead | No | After 2014 |  | Non-Lead | After 2014 |  | Non-Lead | No | No |  |  | No | No | No
LSLI1039 | 2007 | Fault Line Dr | Horseshoe Bay | 78657 |  |  |  | Non-Lead | No | After 2014 |  | Non-Lead | After 2014 |  | Non-Lead | No | No |  |  | No | No | No
LSLI1040 | 906 | Fault Line Dr | Horseshoe Bay | 78657 |  |  |  | Non-Lead | No | After 2014 |  | Non-Lead | After 2014 |  | Non-Lead | No | No |  |  | No | No | No
LSLI1041 | 2807 | Fault line Dr | Horseshoe Bay | 78657 |  |  |  | Non-Lead | No | After 2014 |  | Non-Lead | After 2014 |  | Non-Lead | No | No |  |  | No | No | No
LSLI1042 | 702 | Fawn | Horseshoe Bay | 78657 |  |  |  | Non-Lead | No | Between 1989 and 2014 |  | Non-Lead | Between 1989 and 2014 |  | Non-Lead | Don't Know | Don't Know |  |  | No | No | No
LSLI1043 | 716 | Fawn | Horseshoe Bay | 78657 |  |  |  | Non-Lead | No | After 2014 |  | Non-Lead | After 2014 |  | Non-Lead | No | No |  |  | No | No | No
LSLI1044 | 119 | Feathergrass | Horseshoe Bay | 78657 |  |  |  | Non-Lead | No | Between 1989 and 2014 |  | Non-Lead | Between 1989 and 2014 |  | Non-Lead | Don't Know | Don't Know |  |  | No | No | No
LSLI1045 | 121 | Feathergrass | Horseshoe Bay | 78657 |  |  |  | Non-Lead | No | Between 1989 and 2014 |  | Non-Lead | Between 1989 and 2014 |  | Non-Lead | Don't Know | Don't Know |  |  | No | No | No
LSLI1046 | 118 | Feathergrass | Horseshoe Bay | 78657 |  |  |  | Non-Lead | No | After 2014 |  | Non-Lead | After 2014 |  | Non-Lead | No | No |  |  | No | No | No
LSLI1047 | 101 | Feathergrass | Horseshoe Bay | 78657 |  |  |  | Non-Lead | No | After 2014 |  | Non-Lead | After 2014 |  | Non-Lead | No | No |  |  | No | No | No
LSLI1048 | 104 | Feathergrass | Horseshoe Bay | 78657 |  |  |  | Non-Lead | No | After 2014 |  | Non-Lead | After 2014 |  | Non-Lead | No | No |  |  | No | No | No
LSLI1049 | 100 | Ferguson Rd Barrington | Horseshoe Bay | 78657 |  |  |  | Non-Lead | No | After 2014 |  | Non-Lead | After 2014 |  | Non-Lead | No | No |  |  | No | No | No
LSLI1050 | 107 | Ferguson Rd Carwash | Horseshoe Bay | 78657 |  |  |  | Non-Lead | No | After 2014 |  | Non-Lead | After 2014 |  | Non-Lead | No | No |  |  | No | No | No
LSLI1051 | 2001 | Ferguson Rd Power Plant | Horseshoe Bay | 78657 |  |  |  | Non-Lead | No | Between 1989 and 2014 |  | Non-Lead | Between 1989 and 2014 |  | Non-Lead | Don't Know | Don't Know |  |  | No | No | No
LSLI1052 | 2001 | Ferguson Rd Power Plant #2 | Horseshoe Bay | 78657 |  |  |  | Non-Lead | No | Between 1989 and 2014 |  | Non-Lead | Between 1989 and 2014 |  | Non-Lead | Don't Know | Don't Know |  |  | No | No | No
LSLI1053 | 315 | Fieldspar | Horseshoe Bay | 78657 |  |  |  | Non-Lead | No | Between 1989 and 2014 |  | Non-Lead | Between 1989 and 2014 |  | Non-Lead | Don't Know | Don't Know |  |  | No | No | No
LSLI1054 | 317 | Fieldspar | Horseshoe Bay | 78657 |  |  |  | Non-Lead | No | Between 1989 and 2014 |  | Non-Lead | Between 1989 and 2014 |  | Non-Lead | Don't Know | Don't Know |  |  | No | No | No
LSLI1055 | 303 | Fieldspar | Horseshoe Bay | 78657 |  |  |  | Non-Lead | No | After 2014 |  | Non-Lead | After 2014 |  | Non-Lead | No | No |  |  | No | No | No
LSLI1056 | 508 | Fire | Horseshoe Bay | 78657 |  |  |  | Non-Lead | No | Between 1989 and 2014 |  | Non-Lead | Between 1989 and 2014 |  | Non-Lead | Don't Know | Don't Know |  |  | No | No | No
LSLI1057 | 507 | Fire | Horseshoe Bay | 78657 |  |  |  | Non-Lead | No | Between 1989 and 2014 |  | Non-Lead | Between 1989 and 2014 |  | Non-Lead | Don't Know | Don't Know |  |  | No | No | No
LSLI1058 | 600 | Fire Dance | Horseshoe Bay | 78657 |  |  |  | Non-Lead | No | Between 1989 and 2014 |  | Non-Lead | Between 1989 and 2014 |  | Non-Lead | Don't Know | Don't Know |  |  | No | No | No
LSLI1059 | 402 | Fire Dance | Horseshoe Bay | 78657 |  |  |  | Non-Lead | No | Between 1989 and 2014 |  | Non-Lead | Between 1989 and 2014 |  | Non-Lead | Don't Know | Don't Know |  |  | No | No | No
LSLI1060 | 604 | Fire Dance | Horseshoe Bay | 78657 |  |  |  | Non-Lead | No | Between 1989 and 2014 |  | Non-Lead | Between 1989 and 2014 |  | Non-Lead | Don't Know | Don't Know |  |  | No | No | No
LSLI1061 | 501 | Fire Dance | Horseshoe Bay | 78657 |  |  |  | Non-Lead | No | Between 1989 and 2014 |  | Non-Lead | Between 1989 and 2014 |  | Non-Lead | Don't Know | Don't Know |  |  | No | No | No
LSLI1062 | 312 | Fire Dance | Horseshoe Bay | 78657 |  |  |  | Non-Lead | No | Between 1989 and 2014 |  | Non-Lead | Between 1989 and 2014 |  | Non-Lead | Don't Know | Don't Know |  |  | No | No | No
LSLI1063 | 405 | Fire Dance | Horseshoe Bay | 78657 |  |  |  | Non-Lead | No | Between 1989 and 2014 |  | Non-Lead | Between 1989 and 2014 |  | Non-Lead | Don't Know | Don't Know |  |  | No | No | No
LSLI1064 | 500 | Fire Dance | Horseshoe Bay | 78657 |  |  |  | Non-Lead | No | Between 1989 and 2014 |  | Non-Lead | Between 1989 and 2014 |  | Non-Lead | Don't Know | Don't Know |  |  | No | No | No
LSLI1065 | 506 | Fire Dance | Horseshoe Bay | 78657 |  |  |  | Non-Lead | No | Between 1989 and 2014 |  | Non-Lead | Between 1989 and 2014 |  | Non-Lead | Don't Know | Don't Know |  |  | No | No | No
LSLI1066 | 310 | Fire Dance | Horseshoe Bay | 78657 |  |  |  | Non-Lead | No | Between 1989 and 2014 |  | Non-Lead | Between 1989 and 2014 |  | Non-Lead | Don't Know | Don't Know |  |  | No | No | No
LSLI1067 | 603 | Fire Dance | Horseshoe Bay | 78657 |  |  |  | Non-Lead | No | Between 1989 and 2014 |  | Non-Lead | Between 1989 and 2014 |  | Non-Lead | Don't Know | Don't Know |  |  | No | No | No
LSLI1068 | 450 | Fire Dance | Horseshoe Bay | 78657 |  |  |  | Non-Lead | No | Between 1989 and 2014 |  | Non-Lead | Between 1989 and 2014 |  | Non-Lead | Don't Know | Don't Know |  |  | No | No | No
LSLI1069 | 306 | Fire Dance | Horseshoe Bay | 78657 |  |  |  | Non-Lead | No | After 2014 |  | Non-Lead | After 2014 |  | Non-Lead | No | No |  |  | No | No | No
LSLI1070 | 607 | Fire Dance | Horseshoe Bay | 78657 |  |  |  | Non-Lead | No | After 2014 |  | Non-Lead | After 2014 |  | Non-Lead | No | No |  |  | No | No | No
LSLI1071 | 503 | Fire Dance | Horseshoe Bay | 78657 |  |  |  | Non-Lead | No | After 2014 |  | Non-Lead | After 2014 |  | Non-Lead | No | No |  |  | No | No | No
LSLI1072 | 305 | Fire Dance | Horseshoe Bay | 78657 |  |  |  | Non-Lead | No | After 2014 |  | Non-Lead | After 2014 |  | Non-Lead | No | No |  |  | No | No | No
LSLI1073 | 3324 | Fire Rock | Horseshoe Bay | 78657 |  |  |  | Non-Lead | No | After 2014 |  | Non-Lead | After 2014 |  | Non-Lead | No | No |  |  | No | No | No
LSLI1074 | 416 | Fissure | Horseshoe Bay | 78657 |  |  |  | Non-Lead | No | Between 1989 and 2014 |  | Non-Lead | Between 1989 and 2014 |  | Non-Lead | Don't Know | Don't Know |  |  | No | No | No
LSLI1075 | 415 | Fissure | Horseshoe Bay | 78657 |  |  |  | Non-Lead | No | Between 1989 and 2014 |  | Non-Lead | Between 1989 and 2014 |  | Non-Lead | Don't Know | Don't Know |  |  | No | No | No
LSLI1076 | 414 | Fissure | Horseshoe Bay | 78657 |  |  |  | Non-Lead | No | Between 1989 and 2014 |  | Non-Lead | Between 1989 and 2014 |  | Non-Lead | Don't Know | Don't Know |  |  | No | No | No
LSLI1077 | 505 | Flintstone | Horseshoe Bay | 78657 |  |  |  | Non-Lead | No | Between 1989 and 2014 |  | Non-Lead | Between 1989 and 2014 |  | Non-Lead | Don't Know | Don't Know |  |  | No | No | No
LSLI1078 | 503 | Flintstone | Horseshoe Bay | 78657 |  |  |  | Non-Lead | No | Between 1989 and 2014 |  | Non-Lead | Between 1989 and 2014 |  | Non-Lead | Don't Know | Don't Know |  |  | No | No | No
LSLI1079 | 507 | Flintstone | Horseshoe Bay | 78657 |  |  |  | Non-Lead | No | After 2014 |  | Non-Lead | After 2014 |  | Non-Lead | No | No |  |  | No | No | No
LSLI1080 | 304 | Florentine | Horseshoe Bay | 78657 |  |  |  | Non-Lead | No | Between 1989 and 2014 |  | Non-Lead | Between 1989 and 2014 |  | Non-Lead | Don't Know | Don't Know |  |  | No | No | No
LSLI1081 | 212 | Florentine | Horseshoe Bay | 78657 |  |  |  | Non-Lead | No | Between 1989 and 2014 |  | Non-Lead | Between 1989 and 2014 |  | Non-Lead | Don't Know | Don't Know |  |  | No | No | No
LSLI1082 | 410 | Florentine | Horseshoe Bay | 78657 |  |  |  | Non-Lead | No | Between 1989 and 2014 |  | Non-Lead | Between 1989 and 2014 |  | Non-Lead | Don't Know | Don't Know |  |  | No | No | No
LSLI1083 | 117 | Florentine | Horseshoe Bay | 78657 |  |  |  | Non-Lead | No | Between 1989 and 2014 |  | Non-Lead | Between 1989 and 2014 |  | Non-Lead | Don't Know | Don't Know |  |  | No | No | No
LSLI1084 | 120 | Florentine | Horseshoe Bay | 78657 |  |  |  | Non-Lead | No | Between 1989 and 2014 |  | Non-Lead | Between 1989 and 2014 |  | Non-Lead | Don't Know | Don't Know |  |  | No | No | No
LSLI1085 | 207 | Florentine | Horseshoe Bay | 78657 |  |  |  | Non-Lead | No | Between 1989 and 2014 |  | Non-Lead | Between 1989 and 2014 |  | Non-Lead | Don't Know | Don't Know |  |  | No | No | No
LSLI1086 | 112 | Florentine | Horseshoe Bay | 78657 |  |  |  | Non-Lead | No | Between 1989 and 2014 |  | Non-Lead | Between 1989 and 2014 |  | Non-Lead | Don't Know | Don't Know |  |  | No | No | No
LSLI1087 | 129 | Florentine | Horseshoe Bay | 78657 |  |  |  | Non-Lead | No | Between 1989 and 2014 |  | Non-Lead | Between 1989 and 2014 |  | Non-Lead | Don't Know | Don't Know |  |  | No | No | No
LSLI1088 | 409 | Florentine | Horseshoe Bay | 78657 |  |  |  | Non-Lead | No | Between 1989 and 2014 |  | Non-Lead | Between 1989 and 2014 |  | Non-Lead | Don't Know | Don't Know |  |  | No | No | No
LSLI1089 | 217 | Florentine | Horseshoe Bay | 78657 |  |  |  | Non-Lead | No | After 2014 |  | Non-Lead | After 2014 |  | Non-Lead | No | No |  |  | No | No | No
LSLI1090 | 415 | Florentine | Horseshoe Bay | 78657 |  |  |  | Non-Lead | No | After 2014 |  | Non-Lead | After 2014 |  | Non-Lead | No | No |  |  | No | No | No
LSLI1091 | 310 | Florentine | Horseshoe Bay | 78657 |  |  |  | Non-Lead | No | After 2014 |  | Non-Lead | After 2014 |  | Non-Lead | No | No |  |  | No | No | No
LSLI1092 | 218 | Florentine | Horseshoe Bay | 78657 |  |  |  | Non-Lead | No | After 2014 |  | Non-Lead | After 2014 |  | Non-Lead | No | No |  |  | No | No | No
LSLI1093 | 209 | Florentine | Horseshoe Bay | 78657 |  |  |  | Non-Lead | No | After 2014 |  | Non-Lead | After 2014 |  | Non-Lead | No | No |  |  | No | No | No
LSLI1094 | 111 | Florentine | Horseshoe Bay | 78657 |  |  |  | Non-Lead | No | After 2014 |  | Non-Lead | After 2014 |  | Non-Lead | No | No |  |  | No | No | No
LSLI1095 | 308 | Florentine | Horseshoe Bay | 78657 |  |  |  | Non-Lead | No | After 2014 |  | Non-Lead | After 2014 |  | Non-Lead | No | No |  |  | No | No | No
LSLI1096 | 218 | Florentine | Horseshoe Bay | 78657 |  |  |  | Non-Lead | No | After 2014 |  | Non-Lead | After 2014 |  | Non-Lead | No | No |  |  | No | No | No
LSLI1097 | 303 | Florentine | Horseshoe Bay | 78657 |  |  |  | Non-Lead | No | After 2014 |  | Non-Lead | After 2014 |  | Non-Lead | No | No |  |  | No | No | No
LSLI1098 | 205 | Florentine | Horseshoe Bay | 78657 |  |  |  | Non-Lead | No | After 2014 |  | Non-Lead | After 2014 |  | Non-Lead | No | No |  |  | No | No | No
LSLI1099 | 104 | Florentine | Horseshoe Bay | 78657 |  |  |  | Non-Lead | No | After 2014 |  | Non-Lead | After 2014 |  | Non-Lead | No | No |  |  | No | No | No
LSLI1100 | 130 | Florentine | Horseshoe Bay | 78657 |  |  |  | Non-Lead | No | After 2014 |  | Non-Lead | After 2014 |  | Non-Lead | No | No |  |  | No | No | No
LSLI1101 | 306 | Florentine | Horseshoe Bay | 78657 |  |  |  | Non-Lead | No | After 2014 |  | Non-Lead | After 2014 |  | Non-Lead | No | No |  |  | No | No | No
LSLI1102 | 13005 | FM-2147 W | Horseshoe Bay | 78657 |  |  |  | Non-Lead | No | After 2014 |  | Non-Lead | After 2014 |  | Non-Lead | No | No |  |  | No | No | No
LSLI1103 | 7401 | FM-2147 W/ 1st floor | Horseshoe Bay | 78657 |  |  |  | Non-Lead | No | After 2014 |  | Non-Lead | After 2014 |  | Non-Lead | No | No |  |  | No | No | No
LSLI1104 | 7401 | FM-2147 W/ Second floor | Horseshoe Bay | 78657 |  |  |  | Non-Lead | No | After 2014 |  | Non-Lead | After 2014 |  | Non-Lead | No | No |  |  | No | No | No
LSLI1105 | 11000 | FM-2147 W | Horseshoe Bay | 78657 |  |  |  | Non-Lead | No | After 2014 |  | Non-Lead | After 2014 |  | Non-Lead | No | No |  |  | No | No | No
LSLI1106 | 5321 | FM 2147 W 3 Stoneridge | Horseshoe Bay | 78657 |  |  |  | Non-Lead | No | Between 1989 and 2014 |  | Non-Lead | Between 1989 and 2014 |  | Non-Lead | Don't Know | Don't Know |  |  | No | No | No
LSLI1107 | 7405 | FM 2147 W C | Horseshoe Bay | 78657 |  |  |  | Non-Lead | No | After 2014 |  | Non-Lead | After 2014 |  | Non-Lead | No | No |  |  | No | No | No
LSLI1108 | 9891 | FM 2147 W Office | Horseshoe Bay | 78657 |  |  |  | Non-Lead | No | Between 1989 and 2014 |  | Non-Lead | Between 1989 and 2014 |  | Non-Lead | Don't Know | Don't Know |  |  | No | No | No
LSLI1109 | 11001 | FM 2147 W Stonehouse | Horseshoe Bay | 78657 |  |  |  | Non-Lead | No | After 2014 |  | Non-Lead | After 2014 |  | Non-Lead | No | No |  |  | No | No | No
LSLI1110 | 9700 | FM-2147 W Ace Storage | Horseshoe Bay | 78657 |  |  |  | Non-Lead | No | After 2014 |  | Non-Lead | After 2014 |  | Non-Lead | No | No |  |  | No | No | No
LSLI1111 | 5214 | FM-2147 W | Horseshoe Bay | 78657 |  |  |  | Non-Lead | No | Between 1989 and 2014 |  | Non-Lead | Between 1989 and 2014 |  | Non-Lead | Don't Know | Don't Know |  |  | No | No | No
LSLI1112 | 9000 | FM-2147 W | Horseshoe Bay | 78657 |  |  |  | Non-Lead | No | Between 1989 and 2014 |  | Non-Lead | Between 1989 and 2014 |  | Non-Lead | Don't Know | Don't Know |  |  | No | No | No
LSLI1113 | 6909 | FM-2147 W | Horseshoe Bay | 78657 |  |  |  | Non-Lead | No | After 2014 |  | Non-Lead | After 2014 |  | Non-Lead | No | No |  |  | No | No | No
LSLI1114 | 9710 | FM-2147 W 3 Offices next to Baysi | Horseshoe Bay | 78657 |  |  |  | Non-Lead | No | After 2014 |  | Non-Lead | After 2014 |  | Non-Lead | No | No |  |  | No | No | No
LSLI1115 | 5321 | FM-2147 W 1 Stoneridge | Horseshoe Bay | 78657 |  |  |  | Non-Lead | No | Between 1989 and 2014 |  | Non-Lead | Between 1989 and 2014 |  | Non-Lead | Don't Know | Don't Know |  |  | No | No | No
LSLI1116 | 5321 | FM-2147 W 2 Stoneridge | Horseshoe Bay | 78657 |  |  |  | Non-Lead | No | Between 1989 and 2014 |  | Non-Lead | Between 1989 and 2014 |  | Non-Lead | Don't Know | Don't Know |  |  | No | No | No
LSLI1117 | 5321 | FM-2147 W 4 Stoneridge | Horseshoe Bay | 78657 |  |  |  | Non-Lead | No | Between 1989 and 2014 |  | Non-Lead | Between 1989 and 2014 |  | Non-Lead | Don't Know | Don't Know |  |  | No | No | No
LSLI1118 | 9700 | FM-2147 W 4 units | Horseshoe Bay | 78657 |  |  |  | Non-Lead | No | Between 1989 and 2014 |  | Non-Lead | Between 1989 and 2014 |  | Non-Lead | Don't Know | Don't Know |  |  | No | No | No
LSLI1119 | 5321 | FM-2147 W 5 Stoneridge | Horseshoe Bay | 78657 |  |  |  | Non-Lead | No | Between 1989 and 2014 |  | Non-Lead | Between 1989 and 2014 |  | Non-Lead | Don't Know | Don't Know |  |  | No | No | No
LSLI1120 | 5321 | FM-2147 W 6 Stoneridge | Horseshoe Bay | 78657 |  |  |  | Non-Lead | No | Between 1989 and 2014 |  | Non-Lead | Between 1989 and 2014 |  | Non-Lead | Don't Know | Don't Know |  |  | No | No | No
LSLI1121 | 7401 | FM-2147 W A Tex Trace | Horseshoe Bay | 78657 |  |  |  | Non-Lead | No | After 2014 |  | Non-Lead | After 2014 |  | Non-Lead | No | No |  |  | No | No | No
LSLI1122 | 7401 | FM-2147 W Aa | Horseshoe Bay | 78657 |  |  |  | Non-Lead | No | Between 1989 and 2014 |  | Non-Lead | Between 1989 and 2014 |  | Non-Lead | Don't Know | Don't Know |  |  | No | No | No
LSLI1123 | 9714 | FM-2147 W Ace Hardware | Horseshoe Bay | 78657 |  |  |  | Non-Lead | No | Between 1989 and 2014 |  | Non-Lead | Between 1989 and 2014 |  | Non-Lead | Don't Know | Don't Know |  |  | No | No | No
LSLI1124 | 7401 | FM-2147 W Cc | Horseshoe Bay | 78657 |  |  |  | Non-Lead | No | Between 1989 and 2014 |  | Non-Lead | Between 1989 and 2014 |  | Non-Lead | Don't Know | Don't Know |  |  | No | No | No
LSLI1125 | 7401 | FM-2147 W D Lake Country Dental | Horseshoe Bay | 78657 |  |  |  | Non-Lead | No | Between 1989 and 2014 |  | Non-Lead | Between 1989 and 2014 |  | Non-Lead | Don't Know | Don't Know |  |  | No | No | No
LSLI1126 | 7401 | FM-2147 W Dd | Horseshoe Bay | 78657 |  |  |  | Non-Lead | No | Between 1989 and 2014 |  | Non-Lead | Between 1989 and 2014 |  | Non-Lead | Don't Know | Don't Know |  |  | No | No | No
LSLI1127 | 9650 | FM-2147 W Grand Bank | Horseshoe Bay | 78657 |  |  |  | Non-Lead | No | Between 1989 and 2014 |  | Non-Lead | Between 1989 and 2014 |  | Non-Lead | Don't Know | Don't Know |  |  | No | No | No
LSLI1128 | 9710 | FM-2147 W Grocery Store | Horseshoe Bay | 78657 |  |  |  | Non-Lead | No | Between 1989 and 2014 |  | Non-Lead | Between 1989 and 2014 |  | Non-Lead | Don't Know | Don't Know |  |  | No | No | No
LSLI1129 | 5324 | FM-2147 W Jon Cove #3 | Horseshoe Bay | 78657 |  |  |  | Non-Lead | No | Between 1989 and 2014 |  | Non-Lead | Between 1989 and 2014 |  | Non-Lead | Don't Know | Don't Know |  |  | No | No | No
LSLI1130 | 5214 | FM-2147 W Jon Cove 1 | Horseshoe Bay | 78657 |  |  |  | Non-Lead | No | Between 1989 and 2014 |  | Non-Lead | Between 1989 and 2014 |  | Non-Lead | Don't Know | Don't Know |  |  | No | No | No
LSLI1131 | 5410 | FM-2147 W Jon Cove 4 | Horseshoe Bay | 78657 |  |  |  | Non-Lead | No | Between 1989 and 2014 |  | Non-Lead | Between 1989 and 2014 |  | Non-Lead | Don't Know | Don't Know |  |  | No | No | No
LSLI1132 | 7501 | FM-2147 W La Bahia | Horseshoe Bay | 78657 |  |  |  | Non-Lead | No | After 2014 |  | Non-Lead | After 2014 |  | Non-Lead | No | No |  |  | No | No | No
LSLI1133 | 7407 | FM-2147 W Landmark | Horseshoe Bay | 78657 |  |  |  | Non-Lead | No | Between 1989 and 2014 |  | Non-Lead | Between 1989 and 2014 |  | Non-Lead | Don't Know | Don't Know |  |  | No | No | No
LSLI1134 | 9090 | FM-2147 W/Lake Club | Horseshoe Bay | 78657 |  |  |  | Non-Lead | No | Between 1989 and 2014 |  | Non-Lead | Between 1989 and 2014 |  | Non-Lead | Don't Know | Don't Know |  |  | No | No | No
LSLI1135 | 5900 | FM-2147 W Unit 101 | Horseshoe Bay | 78657 |  |  |  | Non-Lead | No | Between 1989 and 2014 |  | Non-Lead | Between 1989 and 2014 |  | Non-Lead | Don't Know | Don't Know |  |  | No | No | No
LSLI1136 | 5900 | FM-2147 W Unit 102 | Horseshoe Bay | 78657 |  |  |  | Non-Lead | No | Between 1989 and 2014 |  | Non-Lead | Between 1989 and 2014 |  | Non-Lead | Don't Know | Don't Know |  |  | No | No | No
LSLI1137 | 5900 | FM-2147 W Unit 103 | Horseshoe Bay | 78657 |  |  |  | Non-Lead | No | Between 1989 and 2014 |  | Non-Lead | Between 1989 and 2014 |  | Non-Lead | Don't Know | Don't Know |  |  | No | No | No
LSLI1138 | 5900 | FM-2147 W Unit 104 | Horseshoe Bay | 78657 |  |  |  | Non-Lead | No | Between 1989 and 2014 |  | Non-Lead | Between 1989 and 2014 |  | Non-Lead | Don't Know | Don't Know |  |  | No | No | No
LSLI1139 | 5900 | FM-2147 W Unit 105 | Horseshoe Bay | 78657 |  |  |  | Non-Lead | No | Between 1989 and 2014 |  | Non-Lead | Between 1989 and 2014 |  | Non-Lead | Don't Know | Don't Know |  |  | No | No | No
LSLI1140 | 5900 | FM-2147 W Unit 106 | Horseshoe Bay | 78657 |  |  |  | Non-Lead | No | Between 1989 and 2014 |  | Non-Lead | Between 1989 and 2014 |  | Non-Lead | Don't Know | Don't Know |  |  | No | No | No
LSLI1141 | 8170 | FM-2147 W | Horseshoe Bay | 78657 |  |  |  | Non-Lead | No | After 2014 |  | Non-Lead | After 2014 |  | Non-Lead | No | No |  |  | No | No | No
LSLI1142 | 15101 | FM-2147 W | Horseshoe Bay | 78657 |  |  |  | Non-Lead | No | After 2014 |  | Non-Lead | After 2014 |  | Non-Lead | No | No |  |  | No | No | No
LSLI1143 | 1804 | Fox Foot | Horseshoe Bay | 78657 |  |  |  | Non-Lead | No | Between 1989 and 2014 |  | Non-Lead | Between 1989 and 2014 |  | Non-Lead | Don't Know | Don't Know |  |  | No | No | No
LSLI1144 | 2105 | Fox Foot | Horseshoe Bay | 78657 |  |  |  | Non-Lead | No | Between 1989 and 2014 |  | Non-Lead | Between 1989 and 2014 |  | Non-Lead | Don't Know | Don't Know |  |  | No | No | No
LSLI1145 | 1801 | Fox Foot | Horseshoe Bay | 78657 |  |  |  | Non-Lead | No | Between 1989 and 2014 |  | Non-Lead | Between 1989 and 2014 |  | Non-Lead | Don't Know | Don't Know |  |  | No | No | No
LSLI1146 | 101 | Fox Fur | Horseshoe Bay | 78657 |  |  |  | Non-Lead | No | After 2014 |  | Non-Lead | After 2014 |  | Non-Lead | No | No |  |  | No | No | No
LSLI1147 | 608 | Free Rein | Horseshoe Bay | 78657 |  |  |  | Non-Lead | No | Between 1989 and 2014 |  | Non-Lead | Between 1989 and 2014 |  | Non-Lead | Don't Know | Don't Know |  |  | No | No | No
LSLI1148 | 500 | Free Rein | Horseshoe Bay | 78657 |  |  |  | Non-Lead | No | Between 1989 and 2014 |  | Non-Lead | Between 1989 and 2014 |  | Non-Lead | Don't Know | Don't Know |  |  | No | No | No
LSLI1149 | 506 | Free Rein | Horseshoe Bay | 78657 |  |  |  | Non-Lead | No | Between 1989 and 2014 |  | Non-Lead | Between 1989 and 2014 |  | Non-Lead | Don't Know | Don't Know |  |  | No | No | No
LSLI1150 | 504 | Free Rein | Horseshoe Bay | 78657 |  |  |  | Non-Lead | No | After 2014 |  | Non-Lead | After 2014 |  | Non-Lead | No | No |  |  | No | No | No
LSLI1151 | 501 | Free Rein | Horseshoe Bay | 78657 |  |  |  | Non-Lead | No | After 2014 |  | Non-Lead | After 2014 |  | Non-Lead | No | No |  |  | No | No | No
LSLI1152 | 411 | Free Rein | Horseshoe Bay | 78657 |  |  |  | Non-Lead | No | After 2014 |  | Non-Lead | After 2014 |  | Non-Lead | No | No |  |  | No | No | No
LSLI1153 | 515 | Free Rein | Horseshoe Bay | 78657 |  |  |  | Non-Lead | No | After 2014 |  | Non-Lead | After 2014 |  | Non-Lead | No | No |  |  | No | No | No
LSLI1154 | 503 | Free Rein | Horseshoe Bay | 78657 |  |  |  | Non-Lead | No | After 2014 |  | Non-Lead | After 2014 |  | Non-Lead | No | No |  |  | No | No | No
LSLI1155 | 207 | Free Rein 1 | Horseshoe Bay | 78657 |  |  |  | Non-Lead | No | Between 1989 and 2014 |  | Non-Lead | Between 1989 and 2014 |  | Non-Lead | Don't Know | Don't Know |  |  | No | No | No
LSLI1156 | 603 | Free Rein 1 | Horseshoe Bay | 78657 |  |  |  | Non-Lead | No | Between 1989 and 2014 |  | Non-Lead | Between 1989 and 2014 |  | Non-Lead | Don't Know | Don't Know |  |  | No | No | No
LSLI1157 | 603 | Free Rein 2 | Horseshoe Bay | 78657 |  |  |  | Non-Lead | No | Between 1989 and 2014 |  | Non-Lead | Between 1989 and 2014 |  | Non-Lead | Don't Know | Don't Know |  |  | No | No | No
LSLI1158 | 601 | Free Rein 2 Brantford | Horseshoe Bay | 78657 |  |  |  | Non-Lead | No | Between 1989 and 2014 |  | Non-Lead | Between 1989 and 2014 |  | Non-Lead | Don't Know | Don't Know |  |  | No | No | No
LSLI1159 | 516 | Free Rein #a | Horseshoe Bay | 78657 |  |  |  | Non-Lead | No | Between 1989 and 2014 |  | Non-Lead | Between 1989 and 2014 |  | Non-Lead | Don't Know | Don't Know |  |  | No | No | No
LSLI1160 | 516 | Free Rein #b | Horseshoe Bay | 78657 |  |  |  | Non-Lead | No | Between 1989 and 2014 |  | Non-Lead | Between 1989 and 2014 |  | Non-Lead | Don't Know | Don't Know |  |  | No | No | No
LSLI1161 | 516 | Free Rein #c | Horseshoe Bay | 78657 |  |  |  | Non-Lead | No | Between 1989 and 2014 |  | Non-Lead | Between 1989 and 2014 |  | Non-Lead | Don't Know | Don't Know |  |  | No | No | No
LSLI1162 | 516 | Free Rein #d | Horseshoe Bay | 78657 |  |  |  | Non-Lead | No | Between 1989 and 2014 |  | Non-Lead | Between 1989 and 2014 |  | Non-Lead | Don't Know | Don't Know |  |  | No | No | No
LSLI1163 | 210 | Free Rein A Baycourt | Horseshoe Bay | 78657 |  |  |  | Non-Lead | No | Between 1989 and 2014 |  | Non-Lead | Between 1989 and 2014 |  | Non-Lead | Don't Know | Don't Know |  |  | No | No | No
LSLI1164 | 210 | Free Rein B Baycourt | Horseshoe Bay | 78657 |  |  |  | Non-Lead | No | Between 1989 and 2014 |  | Non-Lead | Between 1989 and 2014 |  | Non-Lead | Don't Know | Don't Know |  |  | No | No | No
LSLI1165 | 210 | Free Rein Baycourt | Horseshoe Bay | 78657 |  |  |  | Non-Lead | No | Between 1989 and 2014 |  | Non-Lead | Between 1989 and 2014 |  | Non-Lead | Don't Know | Don't Know |  |  | No | No | No
LSLI1166 | 201 | Free Rein B | Horseshoe Bay | 78657 |  |  |  | Non-Lead | No | Between 1989 and 2014 |  | Non-Lead | Between 1989 and 2014 |  | Non-Lead | Don't Know | Don't Know |  |  | No | No | No
LSLI1167 | 203 | Full Moon | Horseshoe Bay | 78657 |  |  |  | Non-Lead | No | Between 1989 and 2014 |  | Non-Lead | Between 1989 and 2014 |  | Non-Lead | Don't Know | Don't Know |  |  | No | No | No
LSLI1168 | 200 | Full Moon 2 Hillside | Horseshoe Bay | 78657 |  |  |  | Non-Lead | No | Between 1989 and 2014 |  | Non-Lead | Between 1989 and 2014 |  | Non-Lead | Don't Know | Don't Know |  |  | No | No | No
LSLI1169 | 200 | Full Moon 3 Hillside | Horseshoe Bay | 78657 |  |  |  | Non-Lead | No | Between 1989 and 2014 |  | Non-Lead | Between 1989 and 2014 |  | Non-Lead | Don't Know | Don't Know |  |  | No | No | No
LSLI1170 | 200 | Full Moon 4 Hillside | Horseshoe Bay | 78657 |  |  |  | Non-Lead | No | Between 1989 and 2014 |  | Non-Lead | Between 1989 and 2014 |  | Non-Lead | Don't Know | Don't Know |  |  | No | No | No
LSLI1171 | 200 | Full Moon 7 Hillside | Horseshoe Bay | 78657 |  |  |  | Non-Lead | No | Between 1989 and 2014 |  | Non-Lead | Between 1989 and 2014 |  | Non-Lead | Don't Know | Don't Know |  |  | No | No | No
LSLI1172 | 200 | Full Moon 8 Hillside | Horseshoe Bay | 78657 |  |  |  | Non-Lead | No | Between 1989 and 2014 |  | Non-Lead | Between 1989 and 2014 |  | Non-Lead | Don't Know | Don't Know |  |  | No | No | No
LSLI1173 | 200 | Full Moon 9 Hillside | Horseshoe Bay | 78657 |  |  |  | Non-Lead | No | Between 1989 and 2014 |  | Non-Lead | Between 1989 and 2014 |  | Non-Lead | Don't Know | Don't Know |  |  | No | No | No
LSLI1174 | 104 | Gallop | Horseshoe Bay | 78657 |  |  |  | Non-Lead | No | Between 1989 and 2014 |  | Non-Lead | Between 1989 and 2014 |  | Non-Lead | Don't Know | Don't Know |  |  | No | No | Yes | Tier 1
LSLI1175 | 100 | Gallop | Horseshoe Bay | 78657 |  |  |  | Non-Lead | No | After 2014 |  | Non-Lead | After 2014 |  | Non-Lead | No | No |  |  | No | No | No
LSLI1176 | 101 | Gallop | Horseshoe Bay | 78657 |  |  |  | Non-Lead | No | After 2014 |  | Non-Lead | After 2014 |  | Non-Lead | No | No |  |  | No | No | No
LSLI1177 | 2400 | Gazelle | Horseshoe Bay | 78657 |  |  |  | Non-Lead | No | Between 1989 and 2014 |  | Non-Lead | Between 1989 and 2014 |  | Non-Lead | Don't Know | Don't Know |  |  | No | No | No
LSLI1178 | 2508 | Gazelle | Horseshoe Bay | 78657 |  |  |  | Non-Lead | No | Between 1989 and 2014 |  | Non-Lead | Between 1989 and 2014 |  | Non-Lead | Don't Know | Don't Know |  |  | No | No | No
LSLI1179 | 2504 | Gazelle | Horseshoe Bay | 78657 |  |  |  | Non-Lead | No | After 2014 |  | Non-Lead | After 2014 |  | Non-Lead | No | No |  |  | No | No | No
LSLI1180 | 2904 | Gazelle | Horseshoe Bay | 78657 |  |  |  | Non-Lead | No | After 2014 |  | Non-Lead | After 2014 |  | Non-Lead | No | No |  |  | No | No | No
LSLI1181 | 2702 | Gazelle | Horseshoe Bay | 78657 |  |  |  | Non-Lead | No | After 2014 |  | Non-Lead | After 2014 |  | Non-Lead | No | No |  |  | No | No | No
LSLI1182 | 2605 | Gazelle | Horseshoe Bay | 78657 |  |  |  | Non-Lead | No | After 2014 |  | Non-Lead | After 2014 |  | Non-Lead | No | No |  |  | No | No | No
LSLI1183 | 101 | Gemstone | Horseshoe Bay | 78657 |  |  |  | Non-Lead | No | Between 1989 and 2014 |  | Non-Lead | Between 1989 and 2014 |  | Non-Lead | Don't Know | Don't Know |  |  | No | No | No
LSLI1184 | 102 | Gemstone | Horseshoe Bay | 78657 |  |  |  | Non-Lead | No | Between 1989 and 2014 |  | Non-Lead | Between 1989 and 2014 |  | Non-Lead | Don't Know | Don't Know |  |  | No | No | No
LSLI1185 | 104 | Gemstone | Horseshoe Bay | 78657 |  |  |  | Non-Lead | No | Between 1989 and 2014 |  | Non-Lead | Between 1989 and 2014 |  | Non-Lead | Don't Know | Don't Know |  |  | No | No | No
LSLI1186 | 103 | Gemstone | Horseshoe Bay | 78657 |  |  |  | Non-Lead | No | Between 1989 and 2014 |  | Non-Lead | Between 1989 and 2014 |  | Non-Lead | Don't Know | Don't Know |  |  | No | No | No
LSLI1187 | 105 | Gemstone | Horseshoe Bay | 78657 |  |  |  | Non-Lead | No | Between 1989 and 2014 |  | Non-Lead | Between 1989 and 2014 |  | Non-Lead | Don't Know | Don't Know |  |  | No | No | No
LSLI1188 | 108 | Gemstone | Horseshoe Bay | 78657 |  |  |  | Non-Lead | No | After 2014 |  | Non-Lead | After 2014 |  | Non-Lead | No | No |  |  | No | No | No
LSLI1189 | 106 | Gemstone | Horseshoe Bay | 78657 |  |  |  | Non-Lead | No | After 2014 |  | Non-Lead | After 2014 |  | Non-Lead | No | No |  |  | No | No | No
LSLI1190 | 102 | Geronimo | Horseshoe Bay | 78657 |  |  |  | Non-Lead | No | After 2014 |  | Non-Lead | After 2014 |  | Non-Lead | No | No |  |  | No | No | No
LSLI1191 | 102 | Gillespie Court | Horseshoe Bay | 78657 |  |  |  | Non-Lead | No | After 2014 |  | Non-Lead | After 2014 |  | Non-Lead | No | No |  |  | No | No | No
LSLI1192 | 107 | Gillespie Court | Horseshoe Bay | 78657 |  |  |  | Non-Lead | No | After 2014 |  | Non-Lead | After 2014 |  | Non-Lead | No | No |  |  | No | No | No
LSLI1193 | 104 | Gillespie Ct | Horseshoe Bay | 78657 |  |  |  | Non-Lead | No | Between 1989 and 2014 |  | Non-Lead | Between 1989 and 2014 |  | Non-Lead | Don't Know | Don't Know |  |  | No | No | No
LSLI1194 | 106 | Gillespie Ct | Horseshoe Bay | 78657 |  |  |  | Non-Lead | No | Between 1989 and 2014 |  | Non-Lead | Between 1989 and 2014 |  | Non-Lead | Don't Know | Don't Know |  |  | No | No | No
LSLI1195 | 109 | Gillespie Ct | Horseshoe Bay | 78657 |  |  |  | Non-Lead | No | After 2014 |  | Non-Lead | After 2014 |  | Non-Lead | No | No |  |  | No | No | No
LSLI1196 | 108 | Gillespie Ct | Horseshoe Bay | 78657 |  |  |  | Non-Lead | No | After 2014 |  | Non-Lead | After 2014 |  | Non-Lead | No | No |  |  | No | No | No
LSLI1197 | 100 | Gillespie Ct | Horseshoe Bay | 78657 |  |  |  | Non-Lead | No | After 2014 |  | Non-Lead | After 2014 |  | Non-Lead | No | No |  |  | No | No | No
LSLI1198 | 105 | Gillespie Ct | Horseshoe Bay | 78657 |  |  |  | Non-Lead | No | After 2014 |  | Non-Lead | After 2014 |  | Non-Lead | No | No |  |  | No | No | No
LSLI1199 | 700 | Gold Dust | Horseshoe Bay | 78657 |  |  |  | Non-Lead | No | After 2014 |  | Non-Lead | After 2014 |  | Non-Lead | No | No |  |  | No | No | No
LSLI1200 | 104 | Golden Eagle | Horseshoe Bay | 78657 |  |  |  | Non-Lead | No | Between 1989 and 2014 |  | Non-Lead | Between 1989 and 2014 |  | Non-Lead | Don't Know | Don't Know |  |  | No | No | No
LSLI1201 | 109 | Golden Eagle | Horseshoe Bay | 78657 |  |  |  | Non-Lead | No | Between 1989 and 2014 |  | Non-Lead | Between 1989 and 2014 |  | Non-Lead | Don't Know | Don't Know |  |  | No | No | No
LSLI1202 | 105 | Golden Eagle | Horseshoe Bay | 78657 |  |  |  | Non-Lead | No | After 2014 |  | Non-Lead | After 2014 |  | Non-Lead | No | No |  |  | No | No | No
LSLI1203 | 118 | Golden Harvest | Horseshoe Bay | 78657 |  |  |  | Non-Lead | No | Between 1989 and 2014 |  | Non-Lead | Between 1989 and 2014 |  | Non-Lead | Don't Know | Don't Know |  |  | No | No | No
LSLI1204 | 110 | Golden Harvest | Horseshoe Bay | 78657 |  |  |  | Non-Lead | No | Between 1989 and 2014 |  | Non-Lead | Between 1989 and 2014 |  | Non-Lead | Don't Know | Don't Know |  |  | No | No | No
LSLI1205 | 114 | Golden Harvest | Horseshoe Bay | 78657 |  |  |  | Non-Lead | No | Between 1989 and 2014 |  | Non-Lead | Between 1989 and 2014 |  | Non-Lead | Don't Know | Don't Know |  |  | No | No | No
LSLI1206 | 119 | Golden Harvest | Horseshoe Bay | 78657 |  |  |  | Non-Lead | No | After 2014 |  | Non-Lead | After 2014 |  | Non-Lead | No | No |  |  | No | No | No
LSLI1207 | 125 | Golden Harvest | Horseshoe Bay | 78657 |  |  |  | Non-Lead | No | After 2014 |  | Non-Lead | After 2014 |  | Non-Lead | No | No |  |  | No | No | No
LSLI1208 | 115 | Golden Harvest | Horseshoe Bay | 78657 |  |  |  | Non-Lead | No | After 2014 |  | Non-Lead | After 2014 |  | Non-Lead | No | No |  |  | No | No | No
LSLI1209 | 121 | Golden Harvest | Horseshoe Bay | 78657 |  |  |  | Non-Lead | No | After 2014 |  | Non-Lead | After 2014 |  | Non-Lead | No | No |  |  | No | No | No
LSLI1210 | 117 | Golden Harvest | Horseshoe Bay | 78657 |  |  |  | Non-Lead | No | After 2014 |  | Non-Lead | After 2014 |  | Non-Lead | No | No |  |  | No | No | No
LSLI1211 | 106 | Golden Harvest | Horseshoe Bay | 78657 |  |  |  | Non-Lead | No | After 2014 |  | Non-Lead | After 2014 |  | Non-Lead | No | No |  |  | No | No | No
LSLI1212 | 1592 | Golden Nugget | Horseshoe Bay | 78657 |  |  |  | Non-Lead | No | Between 1989 and 2014 |  | Non-Lead | Between 1989 and 2014 |  | Non-Lead | Don't Know | Don't Know |  |  | No | No | No
LSLI1213 | 1610 | Golden Nugget | Horseshoe Bay | 78657 |  |  |  | Non-Lead | No | Between 1989 and 2014 |  | Non-Lead | Between 1989 and 2014 |  | Non-Lead | Don't Know | Don't Know |  |  | No | No | No
LSLI1214 | 1608 | Golden Nugget | Horseshoe Bay | 78657 |  |  |  | Non-Lead | No | Between 1989 and 2014 |  | Non-Lead | Between 1989 and 2014 |  | Non-Lead | Don't Know | Don't Know |  |  | No | No | No
LSLI1215 | 1608 | Golden Nugget | Horseshoe Bay | 78657 |  |  |  | Non-Lead | No | Between 1989 and 2014 |  | Non-Lead | Between 1989 and 2014 |  | Non-Lead | Don't Know | Don't Know |  |  | No | No | No
LSLI1216 | 1514 | Golden Nugget | Horseshoe Bay | 78657 |  |  |  | Non-Lead | No | After 2014 |  | Non-Lead | After 2014 |  | Non-Lead | No | No |  |  | No | No | No
LSLI1217 | 105 | Golden Sun | Horseshoe Bay | 78657 |  |  |  | Non-Lead | No | After 2014 |  | Non-Lead | After 2014 |  | Non-Lead | No | No |  |  | No | No | No
LSLI1218 | 801 | Grassy Knoll A Crksi | Horseshoe Bay | 78657 |  |  |  | Non-Lead | No | Between 1989 and 2014 |  | Non-Lead | Between 1989 and 2014 |  | Non-Lead | Don't Know | Don't Know |  |  | No | No | No
LSLI1219 | 801 | Grassy Knoll D Creekside | Horseshoe Bay | 78657 |  |  |  | Non-Lead | No | Between 1989 and 2014 |  | Non-Lead | Between 1989 and 2014 |  | Non-Lead | Don't Know | Don't Know |  |  | No | No | No
LSLI1220 | 800 | Grassy Knoll A Creek Knoll | Horseshoe Bay | 78657 |  |  |  | Non-Lead | No | Between 1989 and 2014 |  | Non-Lead | Between 1989 and 2014 |  | Non-Lead | Don't Know | Don't Know |  |  | No | No | No
LSLI1221 | 800 | Grassy Knoll B Creek Knoll | Horseshoe Bay | 78657 |  |  |  | Non-Lead | No | Between 1989 and 2014 |  | Non-Lead | Between 1989 and 2014 |  | Non-Lead | Don't Know | Don't Know |  |  | No | No | No
LSLI1222 | 800 | Grassy Knoll C Creek Knoll | Horseshoe Bay | 78657 |  |  |  | Non-Lead | No | Between 1989 and 2014 |  | Non-Lead | Between 1989 and 2014 |  | Non-Lead | Don't Know | Don't Know |  |  | No | No | No
LSLI1223 | 800 | Grassy Knoll D Creek Knoll | Horseshoe Bay | 78657 |  |  |  | Non-Lead | No | Between 1989 and 2014 |  | Non-Lead | Between 1989 and 2014 |  | Non-Lead | Don't Know | Don't Know |  |  | No | No | No
LSLI1224 | 800 | Grassy Knoll Creek Knoll | Horseshoe Bay | 78657 |  |  |  | Non-Lead | No | Between 1989 and 2014 |  | Non-Lead | Between 1989 and 2014 |  | Non-Lead | Don't Know | Don't Know |  |  | No | No | No
LSLI1225 | 500 | Great Western | Horseshoe Bay | 78657 |  |  |  | Non-Lead | No | Between 1989 and 2014 |  | Non-Lead | Between 1989 and 2014 |  | Non-Lead | Don't Know | Don't Know |  |  | No | No | No
LSLI1226 | 401 | Great Western | Horseshoe Bay | 78657 |  |  |  | Non-Lead | No | Between 1989 and 2014 |  | Non-Lead | Between 1989 and 2014 |  | Non-Lead | Don't Know | Don't Know |  |  | No | No | No
LSLI1227 | 506 | Great Western | Horseshoe Bay | 78657 |  |  |  | Non-Lead | No | Between 1989 and 2014 |  | Non-Lead | Between 1989 and 2014 |  | Non-Lead | Don't Know | Don't Know |  |  | No | No | Yes | Tier 1
LSLI1228 | 504 | Great Western | Horseshoe Bay | 78657 |  |  |  | Non-Lead | No | After 2014 |  | Non-Lead | After 2014 |  | Non-Lead | No | No |  |  | No | No | No
LSLI1229 | 400 | Green Leaf | Horseshoe Bay | 78657 |  |  |  | Non-Lead | No | Between 1989 and 2014 |  | Non-Lead | Between 1989 and 2014 |  | Non-Lead | Don't Know | Don't Know |  |  | No | No | No
LSLI1230 | 409 | Green Leaf #101 | Horseshoe Bay | 78657 |  |  |  | Non-Lead | No | Between 1989 and 2014 |  | Non-Lead | Between 1989 and 2014 |  | Non-Lead | Don't Know | Don't Know |  |  | No | No | No
LSLI1231 | 409 | Green Leaf #102 | Horseshoe Bay | 78657 |  |  |  | Non-Lead | No | Between 1989 and 2014 |  | Non-Lead | Between 1989 and 2014 |  | Non-Lead | Don't Know | Don't Know |  |  | No | No | No
LSLI1232 | 409 | Green Leaf #201 | Horseshoe Bay | 78657 |  |  |  | Non-Lead | No | Between 1989 and 2014 |  | Non-Lead | Between 1989 and 2014 |  | Non-Lead | Don't Know | Don't Know |  |  | No | No | No
LSLI1233 | 409 | Green Leaf #202 | Horseshoe Bay | 78657 |  |  |  | Non-Lead | No | Between 1989 and 2014 |  | Non-Lead | Between 1989 and 2014 |  | Non-Lead | Don't Know | Don't Know |  |  | No | No | No
LSLI1234 | 405 | Green Leaf #101 | Horseshoe Bay | 78657 |  |  |  | Non-Lead | No | Between 1989 and 2014 |  | Non-Lead | Between 1989 and 2014 |  | Non-Lead | Don't Know | Don't Know |  |  | No | No | No
LSLI1235 | 405 | Green Leaf #102 | Horseshoe Bay | 78657 |  |  |  | Non-Lead | No | Between 1989 and 2014 |  | Non-Lead | Between 1989 and 2014 |  | Non-Lead | Don't Know | Don't Know |  |  | No | No | No
LSLI1236 | 405 | Green Leaf #201 | Horseshoe Bay | 78657 |  |  |  | Non-Lead | No | Between 1989 and 2014 |  | Non-Lead | Between 1989 and 2014 |  | Non-Lead | Don't Know | Don't Know |  |  | No | No | No
LSLI1237 | 405 | Green Leaf #202 | Horseshoe Bay | 78657 |  |  |  | Non-Lead | No | Between 1989 and 2014 |  | Non-Lead | Between 1989 and 2014 |  | Non-Lead | Don't Know | Don't Know |  |  | No | No | No
LSLI1238 | 407 | Green Leaf #101 | Horseshoe Bay | 78657 |  |  |  | Non-Lead | No | Between 1989 and 2014 |  | Non-Lead | Between 1989 and 2014 |  | Non-Lead | Don't Know | Don't Know |  |  | No | No | No
LSLI1239 | 407 | Green Leaf #102 | Horseshoe Bay | 78657 |  |  |  | Non-Lead | No | Between 1989 and 2014 |  | Non-Lead | Between 1989 and 2014 |  | Non-Lead | Don't Know | Don't Know |  |  | No | No | No
LSLI1240 | 407 | Green Leaf #103 | Horseshoe Bay | 78657 |  |  |  | Non-Lead | No | Between 1989 and 2014 |  | Non-Lead | Between 1989 and 2014 |  | Non-Lead | Don't Know | Don't Know |  |  | No | No | No
LSLI1241 | 407 | Green Leaf #104 | Horseshoe Bay | 78657 |  |  |  | Non-Lead | No | Between 1989 and 2014 |  | Non-Lead | Between 1989 and 2014 |  | Non-Lead | Don't Know | Don't Know |  |  | No | No | No
LSLI1242 | 407 | Green Leaf #201 | Horseshoe Bay | 78657 |  |  |  | Non-Lead | No | Between 1989 and 2014 |  | Non-Lead | Between 1989 and 2014 |  | Non-Lead | Don't Know | Don't Know |  |  | No | No | No
LSLI1243 | 407 | Green Leaf #202 | Horseshoe Bay | 78657 |  |  |  | Non-Lead | No | Between 1989 and 2014 |  | Non-Lead | Between 1989 and 2014 |  | Non-Lead | Don't Know | Don't Know |  |  | No | No | No
LSLI1244 | 407 | Green Leaf #203 | Horseshoe Bay | 78657 |  |  |  | Non-Lead | No | Between 1989 and 2014 |  | Non-Lead | Between 1989 and 2014 |  | Non-Lead | Don't Know | Don't Know |  |  | No | No | No
LSLI1245 | 407 | Green Leaf #204 | Horseshoe Bay | 78657 |  |  |  | Non-Lead | No | Between 1989 and 2014 |  | Non-Lead | Between 1989 and 2014 |  | Non-Lead | Don't Know | Don't Know |  |  | No | No | No
LSLI1246 | 317 | Grove Ct | Horseshoe Bay | 78657 |  |  |  | Non-Lead | No | Between 1989 and 2014 |  | Non-Lead | Between 1989 and 2014 |  | Non-Lead | Don't Know | Don't Know |  |  | No | No | No
LSLI1247 | 213 | Grove Ct | Horseshoe Bay | 78657 |  |  |  | Non-Lead | No | After 2014 |  | Non-Lead | After 2014 |  | Non-Lead | No | No |  |  | No | No | No
LSLI1248 | 225 | Grove Ct | Horseshoe Bay | 78657 |  |  |  | Non-Lead | No | After 2014 |  | Non-Lead | After 2014 |  | Non-Lead | No | No |  |  | No | No | No
LSLI1249 | 101 | Grove Ct | Horseshoe Bay | 78657 |  |  |  | Non-Lead | No | After 2014 |  | Non-Lead | After 2014 |  | Non-Lead | No | No |  |  | No | No | No
LSLI1250 | 301 | Grove Ct | Horseshoe Bay | 78657 |  |  |  | Non-Lead | No | After 2014 |  | Non-Lead | After 2014 |  | Non-Lead | No | No |  |  | No | No | No
LSLI1251 | 221 | Grove Ct | Horseshoe Bay | 78657 |  |  |  | Non-Lead | No | After 2014 |  | Non-Lead | After 2014 |  | Non-Lead | No | No |  |  | No | No | No
LSLI1252 | 225 | Grove Ct | Horseshoe Bay | 78657 |  |  |  | Non-Lead | No | After 2014 |  | Non-Lead | After 2014 |  | Non-Lead | No | No |  |  | No | No | No
LSLI1253 | 1600 | H2O | Horseshoe Bay | 78657 |  |  |  | Non-Lead | No | After 2014 |  | Non-Lead | After 2014 |  | Non-Lead | No | No |  |  | No | No | No
LSLI1254 | 210 | Half Moon | Horseshoe Bay | 78657 |  |  |  | Non-Lead | No | Between 1989 and 2014 |  | Non-Lead | Between 1989 and 2014 |  | Non-Lead | Don't Know | Don't Know |  |  | No | No | No
LSLI1255 | 412 | Haney Trace | Horseshoe Bay | 78657 |  |  |  | Non-Lead | No | Between 1989 and 2014 |  | Non-Lead | Between 1989 and 2014 |  | Non-Lead | Don't Know | Don't Know |  |  | No | No | No
LSLI1256 | 400 | Haney Trace | Horseshoe Bay | 78657 |  |  |  | Non-Lead | No | Between 1989 and 2014 |  | Non-Lead | Between 1989 and 2014 |  | Non-Lead | Don't Know | Don't Know |  |  | No | No | No
LSLI1257 | 417 | Haney Trace | Horseshoe Bay | 78657 |  |  |  | Non-Lead | No | After 2014 |  | Non-Lead | After 2014 |  | Non-Lead | No | No |  |  | No | No | No
LSLI1258 | 220 | Harbor Light | Horseshoe Bay | 78657 |  |  |  | Non-Lead | No | Between 1989 and 2014 |  | Non-Lead | Between 1989 and 2014 |  | Non-Lead | Don't Know | Don't Know |  |  | No | No | No
LSLI1259 | 109 | Harbor Light | Horseshoe Bay | 78657 |  |  |  | Non-Lead | No | Between 1989 and 2014 |  | Non-Lead | Between 1989 and 2014 |  | Non-Lead | Don't Know | Don't Know |  |  | No | No | No
LSLI1260 | 117 | Harbor Light | Horseshoe Bay | 78657 |  |  |  | Non-Lead | No | Between 1989 and 2014 |  | Non-Lead | Between 1989 and 2014 |  | Non-Lead | Don't Know | Don't Know |  |  | No | No | No
LSLI1261 | 210 | Harbor Light | Horseshoe Bay | 78657 |  |  |  | Non-Lead | No | Between 1989 and 2014 |  | Non-Lead | Between 1989 and 2014 |  | Non-Lead | Don't Know | Don't Know |  |  | No | No | No
LSLI1262 | 108 | Harbor Light | Horseshoe Bay | 78657 |  |  |  | Non-Lead | No | Between 1989 and 2014 |  | Non-Lead | Between 1989 and 2014 |  | Non-Lead | Don't Know | Don't Know |  |  | No | No | No
LSLI1263 | 107 | Harbor Light | Horseshoe Bay | 78657 |  |  |  | Non-Lead | No | Between 1989 and 2014 |  | Non-Lead | Between 1989 and 2014 |  | Non-Lead | Don't Know | Don't Know |  |  | No | No | Yes | Tier 1
LSLI1264 | 112 | Harbor Light | Horseshoe Bay | 78657 |  |  |  | Non-Lead | No | Between 1989 and 2014 |  | Non-Lead | Between 1989 and 2014 |  | Non-Lead | Don't Know | Don't Know |  |  | No | No | No
LSLI1265 | 106 | Harbor Light | Horseshoe Bay | 78657 |  |  |  | Non-Lead | No | Between 1989 and 2014 |  | Non-Lead | Between 1989 and 2014 |  | Non-Lead | Don't Know | Don't Know |  |  | No | No | No
LSLI1266 | 206 | Harbor Light | Horseshoe Bay | 78657 |  |  |  | Non-Lead | No | Between 1989 and 2014 |  | Non-Lead | Between 1989 and 2014 |  | Non-Lead | Don't Know | Don't Know |  |  | No | No | No
LSLI1267 | 119 | Harbor Light | Horseshoe Bay | 78657 |  |  |  | Non-Lead | No | Between 1989 and 2014 |  | Non-Lead | Between 1989 and 2014 |  | Non-Lead | Don't Know | Don't Know |  |  | No | No | No
LSLI1268 | 213 | Harbor Light | Horseshoe Bay | 78657 |  |  |  | Non-Lead | No | Between 1989 and 2014 |  | Non-Lead | Between 1989 and 2014 |  | Non-Lead | Don't Know | Don't Know |  |  | No | No | No
LSLI1269 | 101 | Harbor Light | Horseshoe Bay | 78657 |  |  |  | Non-Lead | No | After 2014 |  | Non-Lead | After 2014 |  | Non-Lead | No | No |  |  | No | No | No
LSLI1270 | 719 | Hart | Horseshoe Bay | 78657 |  |  |  | Non-Lead | No | Between 1989 and 2014 |  | Non-Lead | Between 1989 and 2014 |  | Non-Lead | Don't Know | Don't Know |  |  | No | No | No
LSLI1271 | 711 | Hart | Horseshoe Bay | 78657 |  |  |  | Non-Lead | No | Between 1989 and 2014 |  | Non-Lead | Between 1989 and 2014 |  | Non-Lead | Don't Know | Don't Know |  |  | No | No | No
LSLI1272 | 700 | Hawk Shadow | Horseshoe Bay | 78657 |  |  |  | Non-Lead | No | Between 1989 and 2014 |  | Non-Lead | Between 1989 and 2014 |  | Non-Lead | Don't Know | Don't Know |  |  | No | No | No
LSLI1273 | 701 | Hawk Shadow | Horseshoe Bay | 78657 |  |  |  | Non-Lead | No | Between 1989 and 2014 |  | Non-Lead | Between 1989 and 2014 |  | Non-Lead | Don't Know | Don't Know |  |  | No | No | No
LSLI1274 | 102 | Hello | Horseshoe Bay | 78657 |  |  |  | Non-Lead | No | After 2014 |  | Non-Lead | After 2014 |  | Non-Lead | No | No |  |  | No | No | No
LSLI1275 | 104 | Hello | Horseshoe Bay | 78657 |  |  |  | Non-Lead | No | After 2014 |  | Non-Lead | After 2014 |  | Non-Lead | No | No |  |  | No | No | No
LSLI1276 | 304 | Heron Cove | Horseshoe Bay | 78657 |  |  |  | Non-Lead | No | Between 1989 and 2014 |  | Non-Lead | Between 1989 and 2014 |  | Non-Lead | Don't Know | Don't Know |  |  | No | No | No
LSLI1277 | 308 | Heron Cove | Horseshoe Bay | 78657 |  |  |  | Non-Lead | No | Between 1989 and 2014 |  | Non-Lead | Between 1989 and 2014 |  | Non-Lead | Don't Know | Don't Know |  |  | No | No | Yes | Tier 1
LSLI1278 | 1304 | Hi Circle N | Horseshoe Bay | 78657 |  |  |  | Non-Lead | No | Between 1989 and 2014 |  | Non-Lead | Between 1989 and 2014 |  | Non-Lead | Don't Know | Don't Know |  |  | No | No | Yes | Tier 1
LSLI1279 | 408 | Hi Circle N | Horseshoe Bay | 78657 |  |  |  | Non-Lead | No | Between 1989 and 2014 |  | Non-Lead | Between 1989 and 2014 |  | Non-Lead | Don't Know | Don't Know |  |  | No | No | No
LSLI1280 | 1400 | Hi Circle N | Horseshoe Bay | 78657 |  |  |  | Non-Lead | No | Between 1989 and 2014 |  | Non-Lead | Between 1989 and 2014 |  | Non-Lead | Don't Know | Don't Know |  |  | No | No | No
LSLI1281 | 1318 | Hi Circle N | Horseshoe Bay | 78657 |  |  |  | Non-Lead | No | Between 1989 and 2014 |  | Non-Lead | Between 1989 and 2014 |  | Non-Lead | Don't Know | Don't Know |  |  | No | No | No
LSLI1282 | 1212 | Hi Circle N | Horseshoe Bay | 78657 |  |  |  | Non-Lead | No | Between 1989 and 2014 |  | Non-Lead | Between 1989 and 2014 |  | Non-Lead | Don't Know | Don't Know |  |  | No | No | Yes | Tier 1
LSLI1283 | 401 | Hi Circle N | Horseshoe Bay | 78657 |  |  |  | Non-Lead | No | Between 1989 and 2014 |  | Non-Lead | Between 1989 and 2014 |  | Non-Lead | Don't Know | Don't Know |  |  | No | No | No
LSLI1284 | 1422 | Hi Circle N | Horseshoe Bay | 78657 |  |  |  | Non-Lead | No | Between 1989 and 2014 |  | Non-Lead | Between 1989 and 2014 |  | Non-Lead | Don't Know | Don't Know |  |  | No | No | No
LSLI1285 | 1221 | Hi Circle N | Horseshoe Bay | 78657 |  |  |  | Non-Lead | No | Between 1989 and 2014 |  | Non-Lead | Between 1989 and 2014 |  | Non-Lead | Don't Know | Don't Know |  |  | No | No | No
LSLI1286 | 1411 | Hi Circle N | Horseshoe Bay | 78657 |  |  |  | Non-Lead | No | Between 1989 and 2014 |  | Non-Lead | Between 1989 and 2014 |  | Non-Lead | Don't Know | Don't Know |  |  | No | No | No
LSLI1287 | 1219 | Hi Circle N | Horseshoe Bay | 78657 |  |  |  | Non-Lead | No | Between 1989 and 2014 |  | Non-Lead | Between 1989 and 2014 |  | Non-Lead | Don't Know | Don't Know |  |  | No | No | No
LSLI1288 | 501 | Hi Circle N | Horseshoe Bay | 78657 |  |  |  | Non-Lead | No | Between 1989 and 2014 |  | Non-Lead | Between 1989 and 2014 |  | Non-Lead | Don't Know | Don't Know |  |  | No | No | No
LSLI1289 | 306 | Hi Circle N | Horseshoe Bay | 78657 |  |  |  | Non-Lead | No | Between 1989 and 2014 |  | Non-Lead | Between 1989 and 2014 |  | Non-Lead | Don't Know | Don't Know |  |  | No | No | No
LSLI1290 | 1431 | Hi Circle N | Horseshoe Bay | 78657 |  |  |  | Non-Lead | No | Between 1989 and 2014 |  | Non-Lead | Between 1989 and 2014 |  | Non-Lead | Don't Know | Don't Know |  |  | No | No | No
LSLI1291 | 1308 | Hi Circle N | Horseshoe Bay | 78657 |  |  |  | Non-Lead | No | Between 1989 and 2014 |  | Non-Lead | Between 1989 and 2014 |  | Non-Lead | Don't Know | Don't Know |  |  | No | No | No
LSLI1292 | 1419 | Hi Circle N | Horseshoe Bay | 78657 |  |  |  | Non-Lead | No | Between 1989 and 2014 |  | Non-Lead | Between 1989 and 2014 |  | Non-Lead | Don't Know | Don't Know |  |  | No | No | No
LSLI1293 | 1425 | Hi Circle N | Horseshoe Bay | 78657 |  |  |  | Non-Lead | No | Between 1989 and 2014 |  | Non-Lead | Between 1989 and 2014 |  | Non-Lead | Don't Know | Don't Know |  |  | No | No | No
LSLI1294 | 1427 | Hi Circle N | Horseshoe Bay | 78657 |  |  |  | Non-Lead | No | Between 1989 and 2014 |  | Non-Lead | Between 1989 and 2014 |  | Non-Lead | Don't Know | Don't Know |  |  | No | No | No
LSLI1295 | 1421 | Hi Circle N | Horseshoe Bay | 78657 |  |  |  | Non-Lead | No | Between 1989 and 2014 |  | Non-Lead | Between 1989 and 2014 |  | Non-Lead | Don't Know | Don't Know |  |  | No | No | No
LSLI1296 | 409 | Hi Circle N | Horseshoe Bay | 78657 |  |  |  | Non-Lead | No | After 2014 |  | Non-Lead | After 2014 |  | Non-Lead | No | No |  |  | No | No | No
LSLI1297 | 302 | Hi Circle N | Horseshoe Bay | 78657 |  |  |  | Non-Lead | No | After 2014 |  | Non-Lead | After 2014 |  | Non-Lead | No | No |  |  | No | No | No
LSLI1298 | 605 | Hi Circle N | Horseshoe Bay | 78657 |  |  |  | Non-Lead | No | After 2014 |  | Non-Lead | After 2014 |  | Non-Lead | No | No |  |  | No | No | No
LSLI1299 | 906 | Hi Circle N 2 Bay Vista | Horseshoe Bay | 78657 |  |  |  | Non-Lead | No | Between 1989 and 2014 |  | Non-Lead | Between 1989 and 2014 |  | Non-Lead | Don't Know | Don't Know |  |  | No | No | No
LSLI1300 | 906 | Hi Circle N 3 Bay Vista | Horseshoe Bay | 78657 |  |  |  | Non-Lead | No | Between 1989 and 2014 |  | Non-Lead | Between 1989 and 2014 |  | Non-Lead | Don't Know | Don't Know |  |  | No | No | No
LSLI1301 | 906 | Hi Circle N 4 Bay Vista | Horseshoe Bay | 78657 |  |  |  | Non-Lead | No | Between 1989 and 2014 |  | Non-Lead | Between 1989 and 2014 |  | Non-Lead | Don't Know | Don't Know |  |  | No | No | No
LSLI1302 | 1315 | Hi Circle N #A | Horseshoe Bay | 78657 |  |  |  | Non-Lead | No | After 2014 |  | Non-Lead | After 2014 |  | Non-Lead | No | No |  |  | No | No | No
LSLI1303 | 1315 | Hi Circle N #B | Horseshoe Bay | 78657 |  |  |  | Non-Lead | No | After 2014 |  | Non-Lead | After 2014 |  | Non-Lead | No | No |  |  | No | No | No
LSLI1304 | 1115 | Hi Circle N 2 | Horseshoe Bay | 78657 |  |  |  | Non-Lead | No | Between 1989 and 2014 |  | Non-Lead | Between 1989 and 2014 |  | Non-Lead | Don't Know | Don't Know |  |  | No | No | No
LSLI1305 | 300 | Hi Circle N A | Horseshoe Bay | 78657 |  |  |  | Non-Lead | No | Between 1989 and 2014 |  | Non-Lead | Between 1989 and 2014 |  | Non-Lead | Don't Know | Don't Know |  |  | No | No | No
LSLI1306 | 1217 | Hi Circle N A | Horseshoe Bay | 78657 |  |  |  | Non-Lead | No | Between 1989 and 2014 |  | Non-Lead | Between 1989 and 2014 |  | Non-Lead | Don't Know | Don't Know |  |  | No | No | No
LSLI1307 | 1415 | Hi Circle N B | Horseshoe Bay | 78657 |  |  |  | Non-Lead | No | Between 1989 and 2014 |  | Non-Lead | Between 1989 and 2014 |  | Non-Lead | Don't Know | Don't Know |  |  | No | No | No
LSLI1308 | 300 | Hi Circle N B | Horseshoe Bay | 78657 |  |  |  | Non-Lead | No | Between 1989 and 2014 |  | Non-Lead | Between 1989 and 2014 |  | Non-Lead | Don't Know | Don't Know |  |  | No | No | No
LSLI1309 | 609 | Hi Circle N C | Horseshoe Bay | 78657 |  |  |  | Non-Lead | No | Between 1989 and 2014 |  | Non-Lead | Between 1989 and 2014 |  | Non-Lead | Don't Know | Don't Know |  |  | No | No | No
LSLI1310 | 613 | Hi Circle N C Crossing | Horseshoe Bay | 78657 |  |  |  | Non-Lead | No | Between 1989 and 2014 |  | Non-Lead | Between 1989 and 2014 |  | Non-Lead | Don't Know | Don't Know |  |  | No | No | No
LSLI1311 | 509 | Hi Circle N D Crossing | Horseshoe Bay | 78657 |  |  |  | Non-Lead | No | Between 1989 and 2014 |  | Non-Lead | Between 1989 and 2014 |  | Non-Lead | Don't Know | Don't Know |  |  | No | No | No
LSLI1312 | 613 | Hi Circle N D Crossing | Horseshoe Bay | 78657 |  |  |  | Non-Lead | No | Between 1989 and 2014 |  | Non-Lead | Between 1989 and 2014 |  | Non-Lead | Don't Know | Don't Know |  |  | No | No | No
LSLI1313 | 207 | Hi Circle N Las Encinas West | Horseshoe Bay | 78657 |  |  |  | Non-Lead | No | Between 1989 and 2014 |  | Non-Lead | Between 1989 and 2014 |  | Non-Lead | Don't Know | Don't Know |  |  | No | No | No
LSLI1314 | 701 | Hi Circle N Unit A | Horseshoe Bay | 78657 |  |  |  | Non-Lead | No | After 2014 |  | Non-Lead | After 2014 |  | Non-Lead | No | No |  |  | No | No | No
LSLI1315 | 1305 | Hi Circle N Unit A | Horseshoe Bay | 78657 |  |  |  | Non-Lead | No | After 2014 |  | Non-Lead | After 2014 |  | Non-Lead | No | No |  |  | No | No | No
LSLI1316 | 701 | Hi Circle N Unit B | Horseshoe Bay | 78657 |  |  |  | Non-Lead | No | After 2014 |  | Non-Lead | After 2014 |  | Non-Lead | No | No |  |  | No | No | No
LSLI1317 | 1305 | Hi Circle N Unit B | Horseshoe Bay | 78657 |  |  |  | Non-Lead | No | After 2014 |  | Non-Lead | After 2014 |  | Non-Lead | No | No |  |  | No | No | No
LSLI1318 | 701 | Hi Circle N Unit C | Horseshoe Bay | 78657 |  |  |  | Non-Lead | No | After 2014 |  | Non-Lead | After 2014 |  | Non-Lead | No | No |  |  | No | No | No
LSLI1319 | 701 | Hi Circle N Unit D | Horseshoe Bay | 78657 |  |  |  | Non-Lead | No | After 2014 |  | Non-Lead | After 2014 |  | Non-Lead | No | No |  |  | No | No | No
LSLI1320 | 1200 | Hi Circle S | Horseshoe Bay | 78657 |  |  |  | Non-Lead | No | Between 1989 and 2014 |  | Non-Lead | Between 1989 and 2014 |  | Non-Lead | Don't Know | Don't Know |  |  | No | No | No
LSLI1321 | 1314 | Hi Circle S | Horseshoe Bay | 78657 |  |  |  | Non-Lead | No | Between 1989 and 2014 |  | Non-Lead | Between 1989 and 2014 |  | Non-Lead | Don't Know | Don't Know |  |  | No | No | No
LSLI1322 | 1312 | Hi Circle S | Horseshoe Bay | 78657 |  |  |  | Non-Lead | No | Between 1989 and 2014 |  | Non-Lead | Between 1989 and 2014 |  | Non-Lead | Don't Know | Don't Know |  |  | No | No | No
LSLI1323 | 514 | Hi Circle S | Horseshoe Bay | 78657 |  |  |  | Non-Lead | No | Between 1989 and 2014 |  | Non-Lead | Between 1989 and 2014 |  | Non-Lead | Don't Know | Don't Know |  |  | No | No | No
LSLI1324 | 515 | Hi Circle S | Horseshoe Bay | 78657 |  |  |  | Non-Lead | No | Between 1989 and 2014 |  | Non-Lead | Between 1989 and 2014 |  | Non-Lead | Don't Know | Don't Know |  |  | No | No | No
LSLI1325 | 508 | Hi Circle S | Horseshoe Bay | 78657 |  |  |  | Non-Lead | No | Between 1989 and 2014 |  | Non-Lead | Between 1989 and 2014 |  | Non-Lead | Don't Know | Don't Know |  |  | No | No | No
LSLI1326 | 1505 | Hi Circle S | Horseshoe Bay | 78657 |  |  |  | Non-Lead | No | Between 1989 and 2014 |  | Non-Lead | Between 1989 and 2014 |  | Non-Lead | Don't Know | Don't Know |  |  | No | No | No
LSLI1327 | 1010 | Hi Circle S | Horseshoe Bay | 78657 |  |  |  | Non-Lead | No | Between 1989 and 2014 |  | Non-Lead | Between 1989 and 2014 |  | Non-Lead | Don't Know | Don't Know |  |  | No | No | No
LSLI1328 | 1402 | Hi Circle S | Horseshoe Bay | 78657 |  |  |  | Non-Lead | No | Between 1989 and 2014 |  | Non-Lead | Between 1989 and 2014 |  | Non-Lead | Don't Know | Don't Know |  |  | No | No | Yes | Tier 1
LSLI1329 | 600 | Hi Circle S | Horseshoe Bay | 78657 |  |  |  | Non-Lead | No | Between 1989 and 2014 |  | Non-Lead | Between 1989 and 2014 |  | Non-Lead | Don't Know | Don't Know |  |  | No | No | No
LSLI1330 | 1103 | Hi Circle S | Horseshoe Bay | 78657 |  |  |  | Non-Lead | No | Between 1989 and 2014 |  | Non-Lead | Between 1989 and 2014 |  | Non-Lead | Don't Know | Don't Know |  |  | No | No | No
LSLI1331 | 1308 | Hi Circle S | Horseshoe Bay | 78657 |  |  |  | Non-Lead | No | Between 1989 and 2014 |  | Non-Lead | Between 1989 and 2014 |  | Non-Lead | Don't Know | Don't Know |  |  | No | No | No
LSLI1332 | 1106 | Hi Circle S | Horseshoe Bay | 78657 |  |  |  | Non-Lead | No | Between 1989 and 2014 |  | Non-Lead | Between 1989 and 2014 |  | Non-Lead | Don't Know | Don't Know |  |  | No | No | No
LSLI1333 | 506 | Hi Circle S | Horseshoe Bay | 78657 |  |  |  | Non-Lead | No | Between 1989 and 2014 |  | Non-Lead | Between 1989 and 2014 |  | Non-Lead | Don't Know | Don't Know |  |  | No | No | No
LSLI1334 | 512 | Hi Circle S | Horseshoe Bay | 78657 |  |  |  | Non-Lead | No | Between 1989 and 2014 |  | Non-Lead | Between 1989 and 2014 |  | Non-Lead | Don't Know | Don't Know |  |  | No | No | No
LSLI1335 | 1502 | Hi Circle S | Horseshoe Bay | 78657 |  |  |  | Non-Lead | No | After 2014 |  | Non-Lead | After 2014 |  | Non-Lead | No | No |  |  | No | No | No
LSLI1336 | 1306 | Hi Circle S | Horseshoe Bay | 78657 |  |  |  | Non-Lead | No | After 2014 |  | Non-Lead | After 2014 |  | Non-Lead | No | No |  |  | No | No | No
LSLI1337 | 1411 | Hi Circle S | Horseshoe Bay | 78657 |  |  |  | Non-Lead | No | After 2014 |  | Non-Lead | After 2014 |  | Non-Lead | No | No |  |  | No | No | No
LSLI1338 | 1310 | Hi Circle S | Horseshoe Bay | 78657 |  |  |  | Non-Lead | No | After 2014 |  | Non-Lead | After 2014 |  | Non-Lead | No | No |  |  | No | No | No
LSLI1339 | 1405 | Hi Circle S | Horseshoe Bay | 78657 |  |  |  | Non-Lead | No | After 2014 |  | Non-Lead | After 2014 |  | Non-Lead | No | No |  |  | No | No | No
LSLI1340 | 907 | Hi Circle S | Horseshoe Bay | 78657 |  |  |  | Non-Lead | No | After 2014 |  | Non-Lead | After 2014 |  | Non-Lead | No | No |  |  | No | No | No
LSLI1341 | 1108 | Hi Circle S | Horseshoe Bay | 78657 |  |  |  | Non-Lead | No | After 2014 |  | Non-Lead | After 2014 |  | Non-Lead | No | No |  |  | No | No | No
LSLI1342 | 420 | Hi Circle S | Horseshoe Bay | 78657 |  |  |  | Non-Lead | No | After 2014 |  | Non-Lead | After 2014 |  | Non-Lead | No | No |  |  | No | No | No
LSLI1343 | 420 | Hi Circle S B | Horseshoe Bay | 78657 |  |  |  | Non-Lead | No | After 2014 |  | Non-Lead | After 2014 |  | Non-Lead | No | No |  |  | No | No | No
LSLI1344 | 1309 | Hi Circle South | Horseshoe Bay | 78657 |  |  |  | Non-Lead | No | After 2014 |  | Non-Lead | After 2014 |  | Non-Lead | No | No |  |  | No | No | No
LSLI1345 | 500 | Hi Circle South | Horseshoe Bay | 78657 |  |  |  | Non-Lead | No | After 2014 |  | Non-Lead | After 2014 |  | Non-Lead | No | No |  |  | No | No | No
LSLI1346 | 715 | HI CIRCLE W | Horseshoe Bay | 78657 |  |  |  | Non-Lead | No | Between 1989 and 2014 |  | Non-Lead | Between 1989 and 2014 |  | Non-Lead | Don't Know | Don't Know |  |  | No | No | No
LSLI1347 | 717 | HI CIRCLE W | Horseshoe Bay | 78657 |  |  |  | Non-Lead | No | Between 1989 and 2014 |  | Non-Lead | Between 1989 and 2014 |  | Non-Lead | Don't Know | Don't Know |  |  | No | No | No
LSLI1348 | 203 | Hi Circle W | Horseshoe Bay | 78657 |  |  |  | Non-Lead | No | Between 1989 and 2014 |  | Non-Lead | Between 1989 and 2014 |  | Non-Lead | Don't Know | Don't Know |  |  | No | No | No
LSLI1349 | 405 | Hi Circle W | Horseshoe Bay | 78657 |  |  |  | Non-Lead | No | Between 1989 and 2014 |  | Non-Lead | Between 1989 and 2014 |  | Non-Lead | Don't Know | Don't Know |  |  | No | No | No
LSLI1350 | 810 | HI CIRCLE W | Horseshoe Bay | 78657 |  |  |  | Non-Lead | No | Between 1989 and 2014 |  | Non-Lead | Between 1989 and 2014 |  | Non-Lead | Don't Know | Don't Know |  |  | No | No | No
LSLI1351 | 413 | HI CIRCLE W | Horseshoe Bay | 78657 |  |  |  | Non-Lead | No | Between 1989 and 2014 |  | Non-Lead | Between 1989 and 2014 |  | Non-Lead | Don't Know | Don't Know |  |  | No | No | No
LSLI1352 | 806 | HI CIRCLE W | Horseshoe Bay | 78657 |  |  |  | Non-Lead | No | Between 1989 and 2014 |  | Non-Lead | Between 1989 and 2014 |  | Non-Lead | Don't Know | Don't Know |  |  | No | No | No
LSLI1353 | 412 | HI CIRCLE W | Horseshoe Bay | 78657 |  |  |  | Non-Lead | No | Between 1989 and 2014 |  | Non-Lead | Between 1989 and 2014 |  | Non-Lead | Don't Know | Don't Know |  |  | No | No | No
LSLI1354 | 507 | HI CIRCLE W | Horseshoe Bay | 78657 |  |  |  | Non-Lead | No | Between 1989 and 2014 |  | Non-Lead | Between 1989 and 2014 |  | Non-Lead | Don't Know | Don't Know |  |  | No | No | No
LSLI1355 | 411 | Hi Circle W | Horseshoe Bay | 78657 |  |  |  | Non-Lead | No | After 2014 |  | Non-Lead | After 2014 |  | Non-Lead | No | No |  |  | No | No | No
LSLI1356 | 404 | Hi Circle W | Horseshoe Bay | 78657 |  |  |  | Non-Lead | No | After 2014 |  | Non-Lead | After 2014 |  | Non-Lead | No | No |  |  | No | No | No
LSLI1357 | 416 | Hi Circle W #A | Horseshoe Bay | 78657 |  |  |  | Non-Lead | No | After 2014 |  | Non-Lead | After 2014 |  | Non-Lead | No | No |  |  | No | No | No
LSLI1358 | 308 | Hi Circle W #A | Horseshoe Bay | 78657 |  |  |  | Non-Lead | No | After 2014 |  | Non-Lead | After 2014 |  | Non-Lead | No | No |  |  | No | No | No
LSLI1359 | 804 | Hi Circle W #A | Horseshoe Bay | 78657 |  |  |  | Non-Lead | No | After 2014 |  | Non-Lead | After 2014 |  | Non-Lead | No | No |  |  | No | No | No
LSLI1360 | 416 | Hi Circle W #B | Horseshoe Bay | 78657 |  |  |  | Non-Lead | No | After 2014 |  | Non-Lead | After 2014 |  | Non-Lead | No | No |  |  | No | No | No
LSLI1361 | 308 | Hi Circle W #B | Horseshoe Bay | 78657 |  |  |  | Non-Lead | No | After 2014 |  | Non-Lead | After 2014 |  | Non-Lead | No | No |  |  | No | No | No
LSLI1362 | 804 | Hi Circle W #B | Horseshoe Bay | 78657 |  |  |  | Non-Lead | No | After 2014 |  | Non-Lead | After 2014 |  | Non-Lead | No | No |  |  | No | No | No
LSLI1363 | 808 | HI CIRCLE W 1 | Horseshoe Bay | 78657 |  |  |  | Non-Lead | No | Between 1989 and 2014 |  | Non-Lead | Between 1989 and 2014 |  | Non-Lead | Don't Know | Don't Know |  |  | No | No | No
LSLI1364 | 808 | HI CIRCLE W 2 | Horseshoe Bay | 78657 |  |  |  | Non-Lead | No | Between 1989 and 2014 |  | Non-Lead | Between 1989 and 2014 |  | Non-Lead | Don't Know | Don't Know |  |  | No | No | No
LSLI1365 | 504 | HI CIRCLE W A | Horseshoe Bay | 78657 |  |  |  | Non-Lead | No | Between 1989 and 2014 |  | Non-Lead | Between 1989 and 2014 |  | Non-Lead | Don't Know | Don't Know |  |  | No | No | No
LSLI1366 | 1000 | HI CIRCLE W A | Horseshoe Bay | 78657 |  |  |  | Non-Lead | No | Between 1989 and 2014 |  | Non-Lead | Between 1989 and 2014 |  | Non-Lead | Don't Know | Don't Know |  |  | No | No | No
LSLI1367 | 712 | HI CIRCLE W A | Horseshoe Bay | 78657 |  |  |  | Non-Lead | No | Between 1989 and 2014 |  | Non-Lead | Between 1989 and 2014 |  | Non-Lead | Don't Know | Don't Know |  |  | No | No | No
LSLI1368 | 708 | HI CIRCLE W A | Horseshoe Bay | 78657 |  |  |  | Non-Lead | No | Between 1989 and 2014 |  | Non-Lead | Between 1989 and 2014 |  | Non-Lead | Don't Know | Don't Know |  |  | No | No | No
LSLI1369 | 502 | HI CIRCLE W A | Horseshoe Bay | 78657 |  |  |  | Non-Lead | No | Between 1989 and 2014 |  | Non-Lead | Between 1989 and 2014 |  | Non-Lead | Don't Know | Don't Know |  |  | No | No | No
LSLI1370 | 996 | HI CIRCLE W A | Horseshoe Bay | 78657 |  |  |  | Non-Lead | No | Between 1989 and 2014 |  | Non-Lead | Between 1989 and 2014 |  | Non-Lead | Don't Know | Don't Know |  |  | No | No | No
LSLI1371 | 700 | Hi Circle W A | Horseshoe Bay | 78657 |  |  |  | Non-Lead | No | Between 1989 and 2014 |  | Non-Lead | Between 1989 and 2014 |  | Non-Lead | Don't Know | Don't Know |  |  | No | No | No
LSLI1372 | 504 | HI CIRCLE W B | Horseshoe Bay | 78657 |  |  |  | Non-Lead | No | Between 1989 and 2014 |  | Non-Lead | Between 1989 and 2014 |  | Non-Lead | Don't Know | Don't Know |  |  | No | No | No
LSLI1373 | 996 | HI CIRCLE W B | Horseshoe Bay | 78657 |  |  |  | Non-Lead | No | Between 1989 and 2014 |  | Non-Lead | Between 1989 and 2014 |  | Non-Lead | Don't Know | Don't Know |  |  | No | No | No
LSLI1374 | 708 | HI CIRCLE W B | Horseshoe Bay | 78657 |  |  |  | Non-Lead | No | Between 1989 and 2014 |  | Non-Lead | Between 1989 and 2014 |  | Non-Lead | Don't Know | Don't Know |  |  | No | No | No
LSLI1375 | 1000 | HI CIRCLE W B | Horseshoe Bay | 78657 |  |  |  | Non-Lead | No | Between 1989 and 2014 |  | Non-Lead | Between 1989 and 2014 |  | Non-Lead | Don't Know | Don't Know |  |  | No | No | No
LSLI1376 | 700 | Hi Circle W B | Horseshoe Bay | 78657 |  |  |  | Non-Lead | No | Between 1989 and 2014 |  | Non-Lead | Between 1989 and 2014 |  | Non-Lead | Don't Know | Don't Know |  |  | No | No | No
LSLI1377 | 502 | HI CIRCLE W B | Horseshoe Bay | 78657 |  |  |  | Non-Lead | No | Between 1989 and 2014 |  | Non-Lead | Between 1989 and 2014 |  | Non-Lead | Don't Know | Don't Know |  |  | No | No | No
LSLI1378 | 1002 | HI CIRCLE W B | Horseshoe Bay | 78657 |  |  |  | Non-Lead | No | Between 1989 and 2014 |  | Non-Lead | Between 1989 and 2014 |  | Non-Lead | Don't Know | Don't Know |  |  | No | No | No
LSLI1379 | 409 | Hi Circle West | Horseshoe Bay | 78657 |  |  |  | Non-Lead | No | Between 1989 and 2014 |  | Non-Lead | Between 1989 and 2014 |  | Non-Lead | Don't Know | Don't Know |  |  | No | No | No
LSLI1380 | 602 | Hi Circle West | Horseshoe Bay | 78657 |  |  |  | Non-Lead | No | Between 1989 and 2014 |  | Non-Lead | Between 1989 and 2014 |  | Non-Lead | Don't Know | Don't Know |  |  | No | No | No
LSLI1381 | 606 | Hi Circle West A | Horseshoe Bay | 78657 |  |  |  | Non-Lead | No | Between 1989 and 2014 |  | Non-Lead | Between 1989 and 2014 |  | Non-Lead | Don't Know | Don't Know |  |  | No | No | No
LSLI1382 | 604 | Hi Circle West A | Horseshoe Bay | 78657 |  |  |  | Non-Lead | No | Between 1989 and 2014 |  | Non-Lead | Between 1989 and 2014 |  | Non-Lead | Don't Know | Don't Know |  |  | No | No | No
LSLI1383 | 604 | Hi Circle West B | Horseshoe Bay | 78657 |  |  |  | Non-Lead | No | Between 1989 and 2014 |  | Non-Lead | Between 1989 and 2014 |  | Non-Lead | Don't Know | Don't Know |  |  | No | No | No
LSLI1384 | 606 | Hi Circle West B | Horseshoe Bay | 78657 |  |  |  | Non-Lead | No | Between 1989 and 2014 |  | Non-Lead | Between 1989 and 2014 |  | Non-Lead | Don't Know | Don't Know |  |  | No | No | No
LSLI1385 | 500 | Hi Circle West B | Horseshoe Bay | 78657 |  |  |  | Non-Lead | No | Between 1989 and 2014 |  | Non-Lead | Between 1989 and 2014 |  | Non-Lead | Don't Know | Don't Know |  |  | No | No | No
LSLI1386 | 508 | Hi Circle West B | Horseshoe Bay | 78657 |  |  |  | Non-Lead | No | Between 1989 and 2014 |  | Non-Lead | Between 1989 and 2014 |  | Non-Lead | Don't Know | Don't Know |  |  | No | No | No
LSLI1387 | 1100 | Hi Fault | Horseshoe Bay | 78657 |  |  |  | Non-Lead | No | Between 1989 and 2014 |  | Non-Lead | Between 1989 and 2014 |  | Non-Lead | Don't Know | Don't Know |  |  | No | No | No
LSLI1388 | 1103 | Hi Fault | Horseshoe Bay | 78657 |  |  |  | Non-Lead | No | Between 1989 and 2014 |  | Non-Lead | Between 1989 and 2014 |  | Non-Lead | Don't Know | Don't Know |  |  | No | No | No
LSLI1389 | 1111 | Hi Fault | Horseshoe Bay | 78657 |  |  |  | Non-Lead | No | Between 1989 and 2014 |  | Non-Lead | Between 1989 and 2014 |  | Non-Lead | Don't Know | Don't Know |  |  | No | No | No
LSLI1390 | 1113 | Hi Fault | Horseshoe Bay | 78657 |  |  |  | Non-Lead | No | Between 1989 and 2014 |  | Non-Lead | Between 1989 and 2014 |  | Non-Lead | Don't Know | Don't Know |  |  | No | No | No
LSLI1391 | 1105 | Hi Fault | Horseshoe Bay | 78657 |  |  |  | Non-Lead | No | Between 1989 and 2014 |  | Non-Lead | Between 1989 and 2014 |  | Non-Lead | Don't Know | Don't Know |  |  | No | No | No
LSLI1392 | 1119 | Hi Fault | Horseshoe Bay | 78657 |  |  |  | Non-Lead | No | Between 1989 and 2014 |  | Non-Lead | Between 1989 and 2014 |  | Non-Lead | Don't Know | Don't Know |  |  | No | No | No
LSLI1393 | 1405 | Hi Fault | Horseshoe Bay | 78657 |  |  |  | Non-Lead | No | After 2014 |  | Non-Lead | After 2014 |  | Non-Lead | No | No |  |  | No | No | No
LSLI1394 | 1120 | Hi Fault | Horseshoe Bay | 78657 |  |  |  | Non-Lead | No | After 2014 |  | Non-Lead | After 2014 |  | Non-Lead | No | No |  |  | No | No | No
LSLI1395 | 1501 | Hi Fault | Horseshoe Bay | 78657 |  |  |  | Non-Lead | No | After 2014 |  | Non-Lead | After 2014 |  | Non-Lead | No | No |  |  | No | No | No
LSLI1396 | 1117 | Hi Fault | Horseshoe Bay | 78657 |  |  |  | Non-Lead | No | After 2014 |  | Non-Lead | After 2014 |  | Non-Lead | No | No |  |  | No | No | No
LSLI1397 | 1201 | Hi Fault | Horseshoe Bay | 78657 |  |  |  | Non-Lead | No | After 2014 |  | Non-Lead | After 2014 |  | Non-Lead | No | No |  |  | No | No | No
LSLI1398 | 1504 | Hi Fault | Horseshoe Bay | 78657 |  |  |  | Non-Lead | No | After 2014 |  | Non-Lead | After 2014 |  | Non-Lead | No | No |  |  | No | No | No
LSLI1399 | 2900 | Hi Mesa | Horseshoe Bay | 78657 |  |  |  | Non-Lead | No | Between 1989 and 2014 |  | Non-Lead | Between 1989 and 2014 |  | Non-Lead | Don't Know | Don't Know |  |  | No | No | No
LSLI1400 | 1706 | Hi Mesa | Horseshoe Bay | 78657 |  |  |  | Non-Lead | No | Between 1989 and 2014 |  | Non-Lead | Between 1989 and 2014 |  | Non-Lead | Don't Know | Don't Know |  |  | No | No | No
LSLI1401 | 1203 | Hi Mesa | Horseshoe Bay | 78657 |  |  |  | Non-Lead | No | After 2014 |  | Non-Lead | After 2014 |  | Non-Lead | No | No |  |  | No | No | No
LSLI1402 | 2014 | Hi Mesa | Horseshoe Bay | 78657 |  |  |  | Non-Lead | No | After 2014 |  | Non-Lead | After 2014 |  | Non-Lead | No | No |  |  | No | No | No
LSLI1403 | 2916 | Hi Mesa | Horseshoe Bay | 78657 |  |  |  | Non-Lead | No | After 2014 |  | Non-Lead | After 2014 |  | Non-Lead | No | No |  |  | No | No | No
LSLI1404 | 2905 | Hi Mesa | Horseshoe Bay | 78657 |  |  |  | Non-Lead | No | After 2014 |  | Non-Lead | After 2014 |  | Non-Lead | No | No |  |  | No | No | No
LSLI1405 | 103 | Hi Ridge | Horseshoe Bay | 78657 |  |  |  | Non-Lead | No | Between 1989 and 2014 |  | Non-Lead | Between 1989 and 2014 |  | Non-Lead | Don't Know | Don't Know |  |  | No | No | No
LSLI1406 | 508 | Hi Ridge | Horseshoe Bay | 78657 |  |  |  | Non-Lead | No | Between 1989 and 2014 |  | Non-Lead | Between 1989 and 2014 |  | Non-Lead | Don't Know | Don't Know |  |  | No | No | No
LSLI1407 | 510 | Hi Ridge | Horseshoe Bay | 78657 |  |  |  | Non-Lead | No | Between 1989 and 2014 |  | Non-Lead | Between 1989 and 2014 |  | Non-Lead | Don't Know | Don't Know |  |  | No | No | No
LSLI1408 | 304 | Hi Ridge | Horseshoe Bay | 78657 |  |  |  | Non-Lead | No | Between 1989 and 2014 |  | Non-Lead | Between 1989 and 2014 |  | Non-Lead | Don't Know | Don't Know |  |  | No | No | No
LSLI1409 | 107 | Hi Ridge | Horseshoe Bay | 78657 |  |  |  | Non-Lead | No | Between 1989 and 2014 |  | Non-Lead | Between 1989 and 2014 |  | Non-Lead | Don't Know | Don't Know |  |  | No | No | No
LSLI1410 | 500 | Hi Ridge | Horseshoe Bay | 78657 |  |  |  | Non-Lead | No | Between 1989 and 2014 |  | Non-Lead | Between 1989 and 2014 |  | Non-Lead | Don't Know | Don't Know |  |  | No | No | No
LSLI1411 | 205 | Hi Ridge | Horseshoe Bay | 78657 |  |  |  | Non-Lead | No | Between 1989 and 2014 |  | Non-Lead | Between 1989 and 2014 |  | Non-Lead | Don't Know | Don't Know |  |  | No | No | No
LSLI1412 | 502 | Hi Ridge | Horseshoe Bay | 78657 |  |  |  | Non-Lead | No | Between 1989 and 2014 |  | Non-Lead | Between 1989 and 2014 |  | Non-Lead | Don't Know | Don't Know |  |  | No | No | No
LSLI1413 | 104 | Hi Ridge | Horseshoe Bay | 78657 |  |  |  | Non-Lead | No | Between 1989 and 2014 |  | Non-Lead | Between 1989 and 2014 |  | Non-Lead | Don't Know | Don't Know |  |  | No | No | No
LSLI1414 | 425 | Hi Ridge | Horseshoe Bay | 78657 |  |  |  | Non-Lead | No | After 2014 |  | Non-Lead | After 2014 |  | Non-Lead | No | No |  |  | No | No | No
LSLI1415 | 423 | Hi Ridge | Horseshoe Bay | 78657 |  |  |  | Non-Lead | No | After 2014 |  | Non-Lead | After 2014 |  | Non-Lead | No | No |  |  | No | No | No
LSLI1416 | 300 | Hi Ridge | Horseshoe Bay | 78657 |  |  |  | Non-Lead | No | After 2014 |  | Non-Lead | After 2014 |  | Non-Lead | No | No |  |  | No | No | No
LSLI1417 | 614 | Hi Stirrup | Horseshoe Bay | 78657 |  |  |  | Non-Lead | No | Between 1989 and 2014 |  | Non-Lead | Between 1989 and 2014 |  | Non-Lead | Don't Know | Don't Know |  |  | No | No | No
LSLI1418 | 105 | Hi Stirrup | Horseshoe Bay | 78657 |  |  |  | Non-Lead | No | Between 1989 and 2014 |  | Non-Lead | Between 1989 and 2014 |  | Non-Lead | Don't Know | Don't Know |  |  | No | No | No
LSLI1419 | 619 | Hi Stirrup | Horseshoe Bay | 78657 |  |  |  | Non-Lead | No | Between 1989 and 2014 |  | Non-Lead | Between 1989 and 2014 |  | Non-Lead | Don't Know | Don't Know |  |  | No | No | No
LSLI1420 | 623 | Hi Stirrup | Horseshoe Bay | 78657 |  |  |  | Non-Lead | No | Between 1989 and 2014 |  | Non-Lead | Between 1989 and 2014 |  | Non-Lead | Don't Know | Don't Know |  |  | No | No | No
LSLI1421 | 801 | Hi Stirrup | Horseshoe Bay | 78657 |  |  |  | Non-Lead | No | Between 1989 and 2014 |  | Non-Lead | Between 1989 and 2014 |  | Non-Lead | Don't Know | Don't Know |  |  | No | No | Yes | Tier 1
LSLI1422 | 703 | Hi Stirrup | Horseshoe Bay | 78657 |  |  |  | Non-Lead | No | Between 1989 and 2014 |  | Non-Lead | Between 1989 and 2014 |  | Non-Lead | Don't Know | Don't Know |  |  | No | No | No
LSLI1423 | 807 | Hi Stirrup | Horseshoe Bay | 78657 |  |  |  | Non-Lead | No | Between 1989 and 2014 |  | Non-Lead | Between 1989 and 2014 |  | Non-Lead | Don't Know | Don't Know |  |  | No | No | No
LSLI1424 | 624 | Hi Stirrup | Horseshoe Bay | 78657 |  |  |  | Non-Lead | No | Between 1989 and 2014 |  | Non-Lead | Between 1989 and 2014 |  | Non-Lead | Don't Know | Don't Know |  |  | No | No | Yes | Tier 1
LSLI1425 | 617 | Hi Stirrup | Horseshoe Bay | 78657 |  |  |  | Non-Lead | No | Between 1989 and 2014 |  | Non-Lead | Between 1989 and 2014 |  | Non-Lead | Don't Know | Don't Know |  |  | No | No | No
LSLI1426 | 106 | Hi Stirrup | Horseshoe Bay | 78657 |  |  |  | Non-Lead | No | Between 1989 and 2014 |  | Non-Lead | Between 1989 and 2014 |  | Non-Lead | Don't Know | Don't Know |  |  | No | No | No
LSLI1427 | 610 | Hi Stirrup | Horseshoe Bay | 78657 |  |  |  | Non-Lead | No | Between 1989 and 2014 |  | Non-Lead | Between 1989 and 2014 |  | Non-Lead | Don't Know | Don't Know |  |  | No | No | Yes | Tier 1
LSLI1428 | 622 | Hi Stirrup | Horseshoe Bay | 78657 |  |  |  | Non-Lead | No | Between 1989 and 2014 |  | Non-Lead | Between 1989 and 2014 |  | Non-Lead | Don't Know | Don't Know |  |  | No | No | No
LSLI1429 | 805 | Hi Stirrup | Horseshoe Bay | 78657 |  |  |  | Non-Lead | No | Between 1989 and 2014 |  | Non-Lead | Between 1989 and 2014 |  | Non-Lead | Don't Know | Don't Know |  |  | No | No | No
LSLI1430 | 802 | Hi Stirrup | Horseshoe Bay | 78657 |  |  |  | Non-Lead | No | Between 1989 and 2014 |  | Non-Lead | Between 1989 and 2014 |  | Non-Lead | Don't Know | Don't Know |  |  | No | No | No
LSLI1431 | 803 | Hi Stirrup | Horseshoe Bay | 78657 |  |  |  | Non-Lead | No | Between 1989 and 2014 |  | Non-Lead | Between 1989 and 2014 |  | Non-Lead | Don't Know | Don't Know |  |  | No | No | No
LSLI1432 | 609 | Hi Stirrup | Horseshoe Bay | 78657 |  |  |  | Non-Lead | No | Between 1989 and 2014 |  | Non-Lead | Between 1989 and 2014 |  | Non-Lead | Don't Know | Don't Know |  |  | No | No | Yes | Tier 1
LSLI1433 | 607 | Hi Stirrup | Horseshoe Bay | 78657 |  |  |  | Non-Lead | No | After 2014 |  | Non-Lead | After 2014 |  | Non-Lead | No | No |  |  | No | No | No
LSLI1434 | 1008 | Hi Stirrup 1 Western Trace | Horseshoe Bay | 78657 |  |  |  | Non-Lead | No | Between 1989 and 2014 |  | Non-Lead | Between 1989 and 2014 |  | Non-Lead | Don't Know | Don't Know |  |  | No | No | No
LSLI1435 | 1108 | Hi Stirrup 10 Upper Deck | Horseshoe Bay | 78657 |  |  |  | Non-Lead | No | Between 1989 and 2014 |  | Non-Lead | Between 1989 and 2014 |  | Non-Lead | Don't Know | Don't Know |  |  | No | No | No
LSLI1436 | 1201 | Hi Stirrup 101 Timber Ridge | Horseshoe Bay | 78657 |  |  |  | Non-Lead | No | Between 1989 and 2014 |  | Non-Lead | Between 1989 and 2014 |  | Non-Lead | Don't Know | Don't Know |  |  | No | No | No
LSLI1437 | 1201 | Hi Stirrup 103 Timber Ridge | Horseshoe Bay | 78657 |  |  |  | Non-Lead | No | Between 1989 and 2014 |  | Non-Lead | Between 1989 and 2014 |  | Non-Lead | Don't Know | Don't Know |  |  | No | No | No
LSLI1438 | 1201 | Hi Stirrup 105 Timber Ridge | Horseshoe Bay | 78657 |  |  |  | Non-Lead | No | Between 1989 and 2014 |  | Non-Lead | Between 1989 and 2014 |  | Non-Lead | Don't Know | Don't Know |  |  | No | No | No
LSLI1439 | 1201 | Hi Stirrup 106 Timber Ridge | Horseshoe Bay | 78657 |  |  |  | Non-Lead | No | Between 1989 and 2014 |  | Non-Lead | Between 1989 and 2014 |  | Non-Lead | Don't Know | Don't Know |  |  | No | No | No
LSLI1440 | 1205 | Hi Stirrup 107 Timber Ridge | Horseshoe Bay | 78657 |  |  |  | Non-Lead | No | Between 1989 and 2014 |  | Non-Lead | Between 1989 and 2014 |  | Non-Lead | Don't Know | Don't Know |  |  | No | No | No
LSLI1441 | 1205 | Hi Stirrup 108 Timber Ridge | Horseshoe Bay | 78657 |  |  |  | Non-Lead | No | Between 1989 and 2014 |  | Non-Lead | Between 1989 and 2014 |  | Non-Lead | Don't Know | Don't Know |  |  | No | No | No
LSLI1442 | 1205 | Hi Stirrup 109 Timber Ridge | Horseshoe Bay | 78657 |  |  |  | Non-Lead | No | Between 1989 and 2014 |  | Non-Lead | Between 1989 and 2014 |  | Non-Lead | Don't Know | Don't Know |  |  | No | No | No
LSLI1443 | 1205 | Hi Stirrup 110 Timber Ridge | Horseshoe Bay | 78657 |  |  |  | Non-Lead | No | Between 1989 and 2014 |  | Non-Lead | Between 1989 and 2014 |  | Non-Lead | Don't Know | Don't Know |  |  | No | No | No
LSLI1444 | 1209 | Hi Stirrup 111 Timber Ridge | Horseshoe Bay | 78657 |  |  |  | Non-Lead | No | Between 1989 and 2014 |  | Non-Lead | Between 1989 and 2014 |  | Non-Lead | Don't Know | Don't Know |  |  | No | No | No
LSLI1445 | 1209 | Hi Stirrup 112 Timber Ridge | Horseshoe Bay | 78657 |  |  |  | Non-Lead | No | Between 1989 and 2014 |  | Non-Lead | Between 1989 and 2014 |  | Non-Lead | Don't Know | Don't Know |  |  | No | No | No
LSLI1446 | 1209 | Hi Stirrup 114 Timber Ridge | Horseshoe Bay | 78657 |  |  |  | Non-Lead | No | Between 1989 and 2014 |  | Non-Lead | Between 1989 and 2014 |  | Non-Lead | Don't Know | Don't Know |  |  | No | No | No
LSLI1447 | 1209 | Hi Stirrup 115 Timber Ridge | Horseshoe Bay | 78657 |  |  |  | Non-Lead | No | Between 1989 and 2014 |  | Non-Lead | Between 1989 and 2014 |  | Non-Lead | Don't Know | Don't Know |  |  | No | No | No
LSLI1448 | 1213 | Hi Stirrup 117 Timber Ridge | Horseshoe Bay | 78657 |  |  |  | Non-Lead | No | Between 1989 and 2014 |  | Non-Lead | Between 1989 and 2014 |  | Non-Lead | Don't Know | Don't Know |  |  | No | No | No
LSLI1449 | 1213 | Hi Stirrup 119 Timber Ridge | Horseshoe Bay | 78657 |  |  |  | Non-Lead | No | Between 1989 and 2014 |  | Non-Lead | Between 1989 and 2014 |  | Non-Lead | Don't Know | Don't Know |  |  | No | No | No
LSLI1450 | 1213 | Hi Stirrup 120 Timber Ridge | Horseshoe Bay | 78657 |  |  |  | Non-Lead | No | Between 1989 and 2014 |  | Non-Lead | Between 1989 and 2014 |  | Non-Lead | Don't Know | Don't Know |  |  | No | No | No
LSLI1451 | 1215 | Hi Stirrup 121 Timber Ridge | Horseshoe Bay | 78657 |  |  |  | Non-Lead | No | Between 1989 and 2014 |  | Non-Lead | Between 1989 and 2014 |  | Non-Lead | Don't Know | Don't Know |  |  | No | No | No
LSLI1452 | 1215 | Hi Stirrup 122 Timber Ridge | Horseshoe Bay | 78657 |  |  |  | Non-Lead | No | Between 1989 and 2014 |  | Non-Lead | Between 1989 and 2014 |  | Non-Lead | Don't Know | Don't Know |  |  | No | No | No
LSLI1453 | 1215 | Hi Stirrup 123 Timber Ridge | Horseshoe Bay | 78657 |  |  |  | Non-Lead | No | Between 1989 and 2014 |  | Non-Lead | Between 1989 and 2014 |  | Non-Lead | Don't Know | Don't Know |  |  | No | No | No
LSLI1454 | 1215 | Hi Stirrup 124 | Horseshoe Bay | 78657 |  |  |  | Non-Lead | No | Between 1989 and 2014 |  | Non-Lead | Between 1989 and 2014 |  | Non-Lead | Don't Know | Don't Know |  |  | No | No | No
LSLI1455 | 1215 | Hi Stirrup 125 Timber Ridge | Horseshoe Bay | 78657 |  |  |  | Non-Lead | No | Between 1989 and 2014 |  | Non-Lead | Between 1989 and 2014 |  | Non-Lead | Don't Know | Don't Know |  |  | No | No | No
LSLI1456 | 1215 | Hi Stirrup 126 Timber Ridge | Horseshoe Bay | 78657 |  |  |  | Non-Lead | No | Between 1989 and 2014 |  | Non-Lead | Between 1989 and 2014 |  | Non-Lead | Don't Know | Don't Know |  |  | No | No | No
LSLI1457 | 1008 | Hi Stirrup 2 Western Trace | Horseshoe Bay | 78657 |  |  |  | Non-Lead | No | Between 1989 and 2014 |  | Non-Lead | Between 1989 and 2014 |  | Non-Lead | Don't Know | Don't Know |  |  | No | No | No
LSLI1458 | 200 | Hi Stirrup 3 Hi Sky | Horseshoe Bay | 78657 |  |  |  | Non-Lead | No | Between 1989 and 2014 |  | Non-Lead | Between 1989 and 2014 |  | Non-Lead | Don't Know | Don't Know |  |  | No | No | No
LSLI1459 | 1008 | Hi Stirrup 3 Western Trace | Horseshoe Bay | 78657 |  |  |  | Non-Lead | No | Between 1989 and 2014 |  | Non-Lead | Between 1989 and 2014 |  | Non-Lead | Don't Know | Don't Know |  |  | No | No | No
LSLI1460 | 401 | Hi There A Bay View Townhomes | Horseshoe Bay | 78657 |  |  |  | Non-Lead | No | Between 1989 and 2014 |  | Non-Lead | Between 1989 and 2014 |  | Non-Lead | Don't Know | Don't Know |  |  | No | No | No
LSLI1461 | 401 | Hi There C Bay View Townhomes | Horseshoe Bay | 78657 |  |  |  | Non-Lead | No | Between 1989 and 2014 |  | Non-Lead | Between 1989 and 2014 |  | Non-Lead | Don't Know | Don't Know |  |  | No | No | No
LSLI1462 | 401 | Hi There E Bay View Townhomes | Horseshoe Bay | 78657 |  |  |  | Non-Lead | No | Between 1989 and 2014 |  | Non-Lead | Between 1989 and 2014 |  | Non-Lead | Don't Know | Don't Know |  |  | No | No | No
LSLI1463 | 405 | Hi There G Bay View Townhomes | Horseshoe Bay | 78657 |  |  |  | Non-Lead | No | Between 1989 and 2014 |  | Non-Lead | Between 1989 and 2014 |  | Non-Lead | Don't Know | Don't Know |  |  | No | No | No
LSLI1464 | 409 | Hi There K Bay View Townhomes | Horseshoe Bay | 78657 |  |  |  | Non-Lead | No | Between 1989 and 2014 |  | Non-Lead | Between 1989 and 2014 |  | Non-Lead | Don't Know | Don't Know |  |  | No | No | No
LSLI1465 | 409 | Hi There M Bay View Townhomes | Horseshoe Bay | 78657 |  |  |  | Non-Lead | No | Between 1989 and 2014 |  | Non-Lead | Between 1989 and 2014 |  | Non-Lead | Don't Know | Don't Know |  |  | No | No | No
LSLI1466 | 101 | Hi Valley | Horseshoe Bay | 78657 |  |  |  | Non-Lead | No | After 2014 |  | Non-Lead | After 2014 |  | Non-Lead | No | No |  |  | No | No | No
LSLI1467 | 109 | Hi Valley | Horseshoe Bay | 78657 |  |  |  | Non-Lead | No | After 2014 |  | Non-Lead | After 2014 |  | Non-Lead | No | No |  |  | No | No | No
LSLI1468 | 129 | Hi Valley #A | Horseshoe Bay | 78657 |  |  |  | Non-Lead | No | Between 1989 and 2014 |  | Non-Lead | Between 1989 and 2014 |  | Non-Lead | Don't Know | Don't Know |  |  | No | No | No
LSLI1469 | 131 | Hi Valley #A | Horseshoe Bay | 78657 |  |  |  | Non-Lead | No | Between 1989 and 2014 |  | Non-Lead | Between 1989 and 2014 |  | Non-Lead | Don't Know | Don't Know |  |  | No | No | No
LSLI1470 | 131 | Hi Valley #B | Horseshoe Bay | 78657 |  |  |  | Non-Lead | No | Between 1989 and 2014 |  | Non-Lead | Between 1989 and 2014 |  | Non-Lead | Don't Know | Don't Know |  |  | No | No | No
LSLI1471 | 129 | Hi Valley Unit B | Horseshoe Bay | 78657 |  |  |  | Non-Lead | No | Between 1989 and 2014 |  | Non-Lead | Between 1989 and 2014 |  | Non-Lead | Don't Know | Don't Know |  |  | No | No | No
LSLI1472 | 107 | Hidden Echo | Horseshoe Bay | 78657 |  |  |  | Non-Lead | No | Between 1989 and 2014 |  | Non-Lead | Between 1989 and 2014 |  | Non-Lead | Don't Know | Don't Know |  |  | No | No | No
LSLI1473 | 201 | Hideaway | Horseshoe Bay | 78657 |  |  |  | Non-Lead | No | Between 1989 and 2014 |  | Non-Lead | Between 1989 and 2014 |  | Non-Lead | Don't Know | Don't Know |  |  | No | No | No
LSLI1474 | 309 | Hideaway | Horseshoe Bay | 78657 |  |  |  | Non-Lead | No | Between 1989 and 2014 |  | Non-Lead | Between 1989 and 2014 |  | Non-Lead | Don't Know | Don't Know |  |  | No | No | No
LSLI1475 | 319 | Hideaway | Horseshoe Bay | 78657 |  |  |  | Non-Lead | No | After 2014 |  | Non-Lead | After 2014 |  | Non-Lead | No | No |  |  | No | No | No
LSLI1476 | 313 | Hideaway | Horseshoe Bay | 78657 |  |  |  | Non-Lead | No | After 2014 |  | Non-Lead | After 2014 |  | Non-Lead | No | No |  |  | No | No | No
LSLI1477 | 207 | Hideaway | Horseshoe Bay | 78657 |  |  |  | Non-Lead | No | After 2014 |  | Non-Lead | After 2014 |  | Non-Lead | No | No |  |  | No | No | No
LSLI1478 | 315 | Hideaway | Horseshoe Bay | 78657 |  |  |  | Non-Lead | No | After 2014 |  | Non-Lead | After 2014 |  | Non-Lead | No | No |  |  | No | No | No
LSLI1479 | 317 | Hideaway | Horseshoe Bay | 78657 |  |  |  | Non-Lead | No | After 2014 |  | Non-Lead | After 2014 |  | Non-Lead | No | No |  |  | No | No | No
LSLI1480 | 303 | Hideaway | Horseshoe Bay | 78657 |  |  |  | Non-Lead | No | After 2014 |  | Non-Lead | After 2014 |  | Non-Lead | No | No |  |  | No | No | No
LSLI1481 | 324 | Hideaway | Horseshoe Bay | 78657 |  |  |  | Non-Lead | No | After 2014 |  | Non-Lead | After 2014 |  | Non-Lead | No | No |  |  | No | No | No
LSLI1482 | 300 | High Point Ln | Horseshoe Bay | 78657 |  |  |  | Non-Lead | No | After 2014 |  | Non-Lead | After 2014 |  | Non-Lead | No | No |  |  | No | No | No
LSLI1483 | 300 | Highlands Blvd | Horseshoe Bay | 78657 |  |  |  | Non-Lead | No | Between 1989 and 2014 |  | Non-Lead | Between 1989 and 2014 |  | Non-Lead | Don't Know | Don't Know |  |  | No | No | No
LSLI1484 | 110 | Highlands Blvd | Horseshoe Bay | 78657 |  |  |  | Non-Lead | No | Between 1989 and 2014 |  | Non-Lead | Between 1989 and 2014 |  | Non-Lead | Don't Know | Don't Know |  |  | No | No | No
LSLI1485 | 106 | Highlands Blvd | Horseshoe Bay | 78657 |  |  |  | Non-Lead | No | Between 1989 and 2014 |  | Non-Lead | Between 1989 and 2014 |  | Non-Lead | Don't Know | Don't Know |  |  | No | No | No
LSLI1486 | 301 | Highlands Blvd | Horseshoe Bay | 78657 |  |  |  | Non-Lead | No | Between 1989 and 2014 |  | Non-Lead | Between 1989 and 2014 |  | Non-Lead | Don't Know | Don't Know |  |  | No | No | No
LSLI1487 | 305 | Highlands Blvd | Horseshoe Bay | 78657 |  |  |  | Non-Lead | No | After 2014 |  | Non-Lead | After 2014 |  | Non-Lead | No | No |  |  | No | No | No
LSLI1488 | 100 | Highlands Blvd | Horseshoe Bay | 78657 |  |  |  | Non-Lead | No | After 2014 |  | Non-Lead | After 2014 |  | Non-Lead | No | No |  |  | No | No | No
LSLI1489 | 501 | Highlands Blvd 14 | Horseshoe Bay | 78657 |  |  |  | Non-Lead | No | Between 1989 and 2014 |  | Non-Lead | Between 1989 and 2014 |  | Non-Lead | Don't Know | Don't Know |  |  | No | No | No
LSLI1490 | 501 | Highlands Blvd 15 | Horseshoe Bay | 78657 |  |  |  | Non-Lead | No | Between 1989 and 2014 |  | Non-Lead | Between 1989 and 2014 |  | Non-Lead | Don't Know | Don't Know |  |  | No | No | No
LSLI1491 | 501 | Highlands Blvd 16 | Horseshoe Bay | 78657 |  |  |  | Non-Lead | No | Between 1989 and 2014 |  | Non-Lead | Between 1989 and 2014 |  | Non-Lead | Don't Know | Don't Know |  |  | No | No | No
LSLI1492 | 501 | Highlands Blvd 18 | Horseshoe Bay | 78657 |  |  |  | Non-Lead | No | Between 1989 and 2014 |  | Non-Lead | Between 1989 and 2014 |  | Non-Lead | Don't Know | Don't Know |  |  | No | No | No
LSLI1493 | 501 | Highlands Blvd 19 | Horseshoe Bay | 78657 |  |  |  | Non-Lead | No | Between 1989 and 2014 |  | Non-Lead | Between 1989 and 2014 |  | Non-Lead | Don't Know | Don't Know |  |  | No | No | No
LSLI1494 | 501 | Highlands Blvd 20 | Horseshoe Bay | 78657 |  |  |  | Non-Lead | No | Between 1989 and 2014 |  | Non-Lead | Between 1989 and 2014 |  | Non-Lead | Don't Know | Don't Know |  |  | No | No | No
LSLI1495 | 125 | Hills Ct The Hills | Horseshoe Bay | 78657 |  |  |  | Non-Lead | No | Between 1989 and 2014 |  | Non-Lead | Between 1989 and 2014 |  | Non-Lead | Don't Know | Don't Know |  |  | No | No | No
LSLI1496 | 107 | Hills Way The Hills | Horseshoe Bay | 78657 |  |  |  | Non-Lead | No | Between 1989 and 2014 |  | Non-Lead | Between 1989 and 2014 |  | Non-Lead | Don't Know | Don't Know |  |  | No | No | No
LSLI1497 | 112 | Hills Way The Hills | Horseshoe Bay | 78657 |  |  |  | Non-Lead | No | After 2014 |  | Non-Lead | After 2014 |  | Non-Lead | No | No |  |  | No | No | No
LSLI1498 | 117 | Hob Nail | Horseshoe Bay | 78657 |  |  |  | Non-Lead | No | Between 1989 and 2014 |  | Non-Lead | Between 1989 and 2014 |  | Non-Lead | Don't Know | Don't Know |  |  | No | No | No
LSLI1499 | 104 | Honeysuckle | Horseshoe Bay | 78657 |  |  |  | Non-Lead | No | After 2014 |  | Non-Lead | After 2014 |  | Non-Lead | No | No |  |  | No | No | No
LSLI1500 | 100 | Honeysuckle | Horseshoe Bay | 78657 |  |  |  | Non-Lead | No | After 2014 |  | Non-Lead | After 2014 |  | Non-Lead | No | No |  |  | No | No | No
LSLI1501 | 109 | Honeysuckle | Horseshoe Bay | 78657 |  |  |  | Non-Lead | No | After 2014 |  | Non-Lead | After 2014 |  | Non-Lead | No | No |  |  | No | No | No
LSLI1502 | 105 | Honeysuckle | Horseshoe Bay | 78657 |  |  |  | Non-Lead | No | After 2014 |  | Non-Lead | After 2014 |  | Non-Lead | No | No |  |  | No | No | No
LSLI1503 | 104 | Horizon | Horseshoe Bay | 78657 |  |  |  | Non-Lead | No | After 2014 |  | Non-Lead | After 2014 |  | Non-Lead | No | No |  |  | No | No | No
LSLI1504 | 103 | Horizon | Horseshoe Bay | 78657 |  |  |  | Non-Lead | No | After 2014 |  | Non-Lead | After 2014 |  | Non-Lead | No | No |  |  | No | No | No
LSLI1505 | 108 | Horizon | Horseshoe Bay | 78657 |  |  |  | Non-Lead | No | After 2014 |  | Non-Lead | After 2014 |  | Non-Lead | No | No |  |  | No | No | No
LSLI1506 | 715 | HSB Blvd Future Site of Waters | Horseshoe Bay | 78657 |  |  |  | Non-Lead | No | After 2014 |  | Non-Lead | After 2014 |  | Non-Lead | No | No |  |  | No | No | No
LSLI1507 | 704 | HSB Blvd A Tall Timbers | Horseshoe Bay | 78657 |  |  |  | Non-Lead | No | Between 1989 and 2014 |  | Non-Lead | Between 1989 and 2014 |  | Non-Lead | Don't Know | Don't Know |  |  | No | No | No
LSLI1508 | 704 | HSB Blvd B Tall Timbers | Horseshoe Bay | 78657 |  |  |  | Non-Lead | No | Between 1989 and 2014 |  | Non-Lead | Between 1989 and 2014 |  | Non-Lead | Don't Know | Don't Know |  |  | No | No | No
LSLI1509 | 704 | HSB Blvd C Tall Timbers | Horseshoe Bay | 78657 |  |  |  | Non-Lead | No | Between 1989 and 2014 |  | Non-Lead | Between 1989 and 2014 |  | Non-Lead | Don't Know | Don't Know |  |  | No | No | No
LSLI1510 | 704 | HSB Blvd E Tall Timber | Horseshoe Bay | 78657 |  |  |  | Non-Lead | No | Between 1989 and 2014 |  | Non-Lead | Between 1989 and 2014 |  | Non-Lead | Don't Know | Don't Know |  |  | No | No | No
LSLI1511 | 704 | HSB Blvd F Tall Timber | Horseshoe Bay | 78657 |  |  |  | Non-Lead | No | Between 1989 and 2014 |  | Non-Lead | Between 1989 and 2014 |  | Non-Lead | Don't Know | Don't Know |  |  | No | No | No
LSLI1512 | 704 | HSB Blvd H Tall Timbers | Horseshoe Bay | 78657 |  |  |  | Non-Lead | No | Between 1989 and 2014 |  | Non-Lead | Between 1989 and 2014 |  | Non-Lead | Don't Know | Don't Know |  |  | No | No | No
LSLI1513 | 704 | HSB Blvd I Tall Timbers | Horseshoe Bay | 78657 |  |  |  | Non-Lead | No | Between 1989 and 2014 |  | Non-Lead | Between 1989 and 2014 |  | Non-Lead | Don't Know | Don't Know |  |  | No | No | No
LSLI1514 | 704 | HSB Blvd J Tall Timbers | Horseshoe Bay | 78657 |  |  |  | Non-Lead | No | Between 1989 and 2014 |  | Non-Lead | Between 1989 and 2014 |  | Non-Lead | Don't Know | Don't Know |  |  | No | No | No
LSLI1515 | 704 | HSB Blvd K Tall Timbers | Horseshoe Bay | 78657 |  |  |  | Non-Lead | No | Between 1989 and 2014 |  | Non-Lead | Between 1989 and 2014 |  | Non-Lead | Don't Know | Don't Know |  |  | No | No | No
LSLI1516 | 704 | HSB Blvd L Tall Timbers | Horseshoe Bay | 78657 |  |  |  | Non-Lead | No | Between 1989 and 2014 |  | Non-Lead | Between 1989 and 2014 |  | Non-Lead | Don't Know | Don't Know |  |  | No | No | No
LSLI1517 | 510 | HSB N Blvd | Horseshoe Bay | 78657 |  |  |  | Non-Lead | No | Between 1989 and 2014 |  | Non-Lead | Between 1989 and 2014 |  | Non-Lead | Don't Know | Don't Know |  |  | No | No | No
LSLI1518 | 514 | HSB N Blvd | Horseshoe Bay | 78657 |  |  |  | Non-Lead | No | Between 1989 and 2014 |  | Non-Lead | Between 1989 and 2014 |  | Non-Lead | Don't Know | Don't Know |  |  | No | No | No
LSLI1519 | 512 | HSB N Blvd | Horseshoe Bay | 78657 |  |  |  | Non-Lead | No | Between 1989 and 2014 |  | Non-Lead | Between 1989 and 2014 |  | Non-Lead | Don't Know | Don't Know |  |  | No | No | No
LSLI1520 | 419 | HSB N Blvd | Horseshoe Bay | 78657 |  |  |  | Non-Lead | No | Between 1989 and 2014 |  | Non-Lead | Between 1989 and 2014 |  | Non-Lead | Don't Know | Don't Know |  |  | No | No | No
LSLI1521 | 417 | HSB N Blvd | Horseshoe Bay | 78657 |  |  |  | Non-Lead | No | Between 1989 and 2014 |  | Non-Lead | Between 1989 and 2014 |  | Non-Lead | Don't Know | Don't Know |  |  | No | No | No
LSLI1522 | 618 | HSB N Blvd | Horseshoe Bay | 78657 |  |  |  | Non-Lead | No | Between 1989 and 2014 |  | Non-Lead | Between 1989 and 2014 |  | Non-Lead | Don't Know | Don't Know |  |  | No | No | No
LSLI1523 | 326 | HSB N Blvd | Horseshoe Bay | 78657 |  |  |  | Non-Lead | No | Between 1989 and 2014 |  | Non-Lead | Between 1989 and 2014 |  | Non-Lead | Don't Know | Don't Know |  |  | No | No | No
LSLI1524 | 610 | HSB N Blvd | Horseshoe Bay | 78657 |  |  |  | Non-Lead | No | Between 1989 and 2014 |  | Non-Lead | Between 1989 and 2014 |  | Non-Lead | Don't Know | Don't Know |  |  | No | No | No
LSLI1525 | 511 | HSB N Blvd | Horseshoe Bay | 78657 |  |  |  | Non-Lead | No | Between 1989 and 2014 |  | Non-Lead | Between 1989 and 2014 |  | Non-Lead | Don't Know | Don't Know |  |  | No | No | No
LSLI1526 | 504 | HSB N Blvd | Horseshoe Bay | 78657 |  |  |  | Non-Lead | No | Between 1989 and 2014 |  | Non-Lead | Between 1989 and 2014 |  | Non-Lead | Don't Know | Don't Know |  |  | No | No | No
LSLI1527 | 315 | HSB N Blvd | Horseshoe Bay | 78657 |  |  |  | Non-Lead | No | Between 1989 and 2014 |  | Non-Lead | Between 1989 and 2014 |  | Non-Lead | Don't Know | Don't Know |  |  | No | No | No
LSLI1528 | 402 | HSB N Blvd | Horseshoe Bay | 78657 |  |  |  | Non-Lead | No | Between 1989 and 2014 |  | Non-Lead | Between 1989 and 2014 |  | Non-Lead | Don't Know | Don't Know |  |  | No | No | No
LSLI1529 | 334 | HSB N Blvd | Horseshoe Bay | 78657 |  |  |  | Non-Lead | No | Between 1989 and 2014 |  | Non-Lead | Between 1989 and 2014 |  | Non-Lead | Don't Know | Don't Know |  |  | No | No | No
LSLI1530 | 502 | HSB N Blvd | Horseshoe Bay | 78657 |  |  |  | Non-Lead | No | Between 1989 and 2014 |  | Non-Lead | Between 1989 and 2014 |  | Non-Lead | Don't Know | Don't Know |  |  | No | No | No
LSLI1531 | 605 | HSB N Blvd | Horseshoe Bay | 78657 |  |  |  | Non-Lead | No | Between 1989 and 2014 |  | Non-Lead | Between 1989 and 2014 |  | Non-Lead | Don't Know | Don't Know |  |  | No | No | No
LSLI1532 | 406 | HSB N Blvd | Horseshoe Bay | 78657 |  |  |  | Non-Lead | No | Between 1989 and 2014 |  | Non-Lead | Between 1989 and 2014 |  | Non-Lead | Don't Know | Don't Know |  |  | No | No | No
LSLI1533 | 307 | HSB N Blvd | Horseshoe Bay | 78657 |  |  |  | Non-Lead | No | Between 1989 and 2014 |  | Non-Lead | Between 1989 and 2014 |  | Non-Lead | Don't Know | Don't Know |  |  | No | No | No
LSLI1534 | 518 | HSB N Blvd | Horseshoe Bay | 78657 |  |  |  | Non-Lead | No | Between 1989 and 2014 |  | Non-Lead | Between 1989 and 2014 |  | Non-Lead | Don't Know | Don't Know |  |  | No | No | No
LSLI1535 | 322 | HSB N Blvd | Horseshoe Bay | 78657 |  |  |  | Non-Lead | No | Between 1989 and 2014 |  | Non-Lead | Between 1989 and 2014 |  | Non-Lead | Don't Know | Don't Know |  |  | No | No | No
LSLI1536 | 508 | HSB N Blvd | Horseshoe Bay | 78657 |  |  |  | Non-Lead | No | Between 1989 and 2014 |  | Non-Lead | Between 1989 and 2014 |  | Non-Lead | Don't Know | Don't Know |  |  | No | No | No
LSLI1537 | 414 | HSB N Blvd | Horseshoe Bay | 78657 |  |  |  | Non-Lead | No | Between 1989 and 2014 |  | Non-Lead | Between 1989 and 2014 |  | Non-Lead | Don't Know | Don't Know |  |  | No | No | No
LSLI1538 | 302 | HSB N Blvd | Horseshoe Bay | 78657 |  |  |  | Non-Lead | No | Between 1989 and 2014 |  | Non-Lead | Between 1989 and 2014 |  | Non-Lead | Don't Know | Don't Know |  |  | No | No | No
LSLI1539 | 405 | HSB N Blvd | Horseshoe Bay | 78657 |  |  |  | Non-Lead | No | Between 1989 and 2014 |  | Non-Lead | Between 1989 and 2014 |  | Non-Lead | Don't Know | Don't Know |  |  | No | No | No
LSLI1540 | 408 | HSB N Blvd | Horseshoe Bay | 78657 |  |  |  | Non-Lead | No | Between 1989 and 2014 |  | Non-Lead | Between 1989 and 2014 |  | Non-Lead | Don't Know | Don't Know |  |  | No | No | No
LSLI1541 | 412 | HSB N Blvd | Horseshoe Bay | 78657 |  |  |  | Non-Lead | No | Between 1989 and 2014 |  | Non-Lead | Between 1989 and 2014 |  | Non-Lead | Don't Know | Don't Know |  |  | No | No | No
LSLI1542 | 505 | HSB N Blvd | Horseshoe Bay | 78657 |  |  |  | Non-Lead | No | Between 1989 and 2014 |  | Non-Lead | Between 1989 and 2014 |  | Non-Lead | Don't Know | Don't Know |  |  | No | No | No
LSLI1543 | 519 | HSB N Blvd | Horseshoe Bay | 78657 |  |  |  | Non-Lead | No | Between 1989 and 2014 |  | Non-Lead | Between 1989 and 2014 |  | Non-Lead | Don't Know | Don't Know |  |  | No | No | No
LSLI1544 | 310 | HSB N Blvd | Horseshoe Bay | 78657 |  |  |  | Non-Lead | No | After 2014 |  | Non-Lead | After 2014 |  | Non-Lead | No | No |  |  | No | No | No
LSLI1545 | 311 | HSB N Blvd #B | Horseshoe Bay | 78657 |  |  |  | Non-Lead | No | After 2014 |  | Non-Lead | After 2014 |  | Non-Lead | No | No |  |  | No | No | No
LSLI1546 | 311 | HSB N Blvd #C | Horseshoe Bay | 78657 |  |  |  | Non-Lead | No | After 2014 |  | Non-Lead | After 2014 |  | Non-Lead | No | No |  |  | No | No | No
LSLI1547 | 311 | HSB N BLVD #D | Horseshoe Bay | 78657 |  |  |  | Non-Lead | No | After 2014 |  | Non-Lead | After 2014 |  | Non-Lead | No | No |  |  | No | No | No
LSLI1548 | 516 | HSB N Blvd | Horseshoe Bay | 78657 |  |  |  | Non-Lead | No | Between 1989 and 2014 |  | Non-Lead | Between 1989 and 2014 |  | Non-Lead | Don't Know | Don't Know |  |  | No | No | No
LSLI1549 | 305 | HSB N Blvd A | Horseshoe Bay | 78657 |  |  |  | Non-Lead | No | Between 1989 and 2014 |  | Non-Lead | Between 1989 and 2014 |  | Non-Lead | Don't Know | Don't Know |  |  | No | No | No
LSLI1550 | 309 | HSB N Blvd A Pampas | Horseshoe Bay | 78657 |  |  |  | Non-Lead | No | Between 1989 and 2014 |  | Non-Lead | Between 1989 and 2014 |  | Non-Lead | Don't Know | Don't Know |  |  | No | No | No
LSLI1551 | 307 | HSB N Blvd B | Horseshoe Bay | 78657 |  |  |  | Non-Lead | No | Between 1989 and 2014 |  | Non-Lead | Between 1989 and 2014 |  | Non-Lead | Don't Know | Don't Know |  |  | No | No | No
LSLI1552 | 604 | HSB N Blvd Bays | Horseshoe Bay | 78657 |  |  |  | Non-Lead | No | Between 1989 and 2014 |  | Non-Lead | Between 1989 and 2014 |  | Non-Lead | Don't Know | Don't Know |  |  | No | No | No
LSLI1553 | 307 | HSB N Blvd C | Horseshoe Bay | 78657 |  |  |  | Non-Lead | No | Between 1989 and 2014 |  | Non-Lead | Between 1989 and 2014 |  | Non-Lead | Don't Know | Don't Know |  |  | No | No | No
LSLI1554 | 305 | HSB N Blvd C | Horseshoe Bay | 78657 |  |  |  | Non-Lead | No | Between 1989 and 2014 |  | Non-Lead | Between 1989 and 2014 |  | Non-Lead | Don't Know | Don't Know |  |  | No | No | No
LSLI1555 | 305 | HSB N Blvd D | Horseshoe Bay | 78657 |  |  |  | Non-Lead | No | Between 1989 and 2014 |  | Non-Lead | Between 1989 and 2014 |  | Non-Lead | Don't Know | Don't Know |  |  | No | No | No
LSLI1556 | 309 | HSB N Blvd D Pampas | Horseshoe Bay | 78657 |  |  |  | Non-Lead | No | Between 1989 and 2014 |  | Non-Lead | Between 1989 and 2014 |  | Non-Lead | Don't Know | Don't Know |  |  | No | No | No
LSLI1557 | 308 | HSB N Blvd | Horseshoe Bay | 78657 |  |  |  | Non-Lead | No | After 2014 |  | Non-Lead | After 2014 |  | Non-Lead | No | No |  |  | No | No | No
LSLI1558 | 806 | Indian Paint | Horseshoe Bay | 78657 |  |  |  | Non-Lead | No | Between 1989 and 2014 |  | Non-Lead | Between 1989 and 2014 |  | Non-Lead | Don't Know | Don't Know |  |  | No | No | No
LSLI1559 | 711 | Indian Paint | Horseshoe Bay | 78657 |  |  |  | Non-Lead | No | Between 1989 and 2014 |  | Non-Lead | Between 1989 and 2014 |  | Non-Lead | Don't Know | Don't Know |  |  | No | No | No
LSLI1560 | 706 | Indian Paint | Horseshoe Bay | 78657 |  |  |  | Non-Lead | No | Between 1989 and 2014 |  | Non-Lead | Between 1989 and 2014 |  | Non-Lead | Don't Know | Don't Know |  |  | No | No | No
LSLI1561 | 700 | Indian Paint | Horseshoe Bay | 78657 |  |  |  | Non-Lead | No | Between 1989 and 2014 |  | Non-Lead | Between 1989 and 2014 |  | Non-Lead | Don't Know | Don't Know |  |  | No | No | No
LSLI1562 | 707 | Indian Paint | Horseshoe Bay | 78657 |  |  |  | Non-Lead | No | Between 1989 and 2014 |  | Non-Lead | Between 1989 and 2014 |  | Non-Lead | Don't Know | Don't Know |  |  | No | No | No
LSLI1563 | 701 | Indian Paint | Horseshoe Bay | 78657 |  |  |  | Non-Lead | No | After 2014 |  | Non-Lead | After 2014 |  | Non-Lead | No | No |  |  | No | No | No
LSLI1564 | 717 | Indian Paint | Horseshoe Bay | 78657 |  |  |  | Non-Lead | No | After 2014 |  | Non-Lead | After 2014 |  | Non-Lead | No | No |  |  | No | No | No
LSLI1565 | 105 | Island Court | Horseshoe Bay | 78657 |  |  |  | Non-Lead | No | Between 1989 and 2014 |  | Non-Lead | Between 1989 and 2014 |  | Non-Lead | Don't Know | Don't Know |  |  | No | No | No
LSLI1566 | 109 | Island Court | Horseshoe Bay | 78657 |  |  |  | Non-Lead | No | After 2014 |  | Non-Lead | After 2014 |  | Non-Lead | No | No |  |  | No | No | No
LSLI1567 | 96 | Island Dr | Horseshoe Bay | 78657 |  |  |  | Non-Lead | No | Between 1989 and 2014 |  | Non-Lead | Between 1989 and 2014 |  | Non-Lead | Don't Know | Don't Know |  |  | No | No | No
LSLI1568 | 96 | Island Dr Pool House | Horseshoe Bay | 78657 |  |  |  | Non-Lead | No | Between 1989 and 2014 |  | Non-Lead | Between 1989 and 2014 |  | Non-Lead | Don't Know | Don't Know |  |  | No | No | No
LSLI1569 | 90 | Island Dr/Bldg 7 Waters | Horseshoe Bay | 78657 |  |  |  | Non-Lead | No | After 2014 |  | Non-Lead | After 2014 |  | Non-Lead | No | No |  |  | No | No | No
LSLI1570 | 82 | Island Dr/Bldg 8 | Horseshoe Bay | 78657 |  |  |  | Non-Lead | No | After 2014 |  | Non-Lead | After 2014 |  | Non-Lead | No | No |  |  | No | No | No
LSLI1571 | 84 | Island Dr/Bldg 9/Waters | Horseshoe Bay | 78657 |  |  |  | Non-Lead | No | After 2014 |  | Non-Lead | After 2014 |  | Non-Lead | No | No |  |  | No | No | No
LSLI1572 | 406 | Island Dr | Horseshoe Bay | 78657 |  |  |  | Non-Lead | No | Between 1989 and 2014 |  | Non-Lead | Between 1989 and 2014 |  | Non-Lead | Don't Know | Don't Know |  |  | No | No | No
LSLI1573 | 410 | Island Dr | Horseshoe Bay | 78657 |  |  |  | Non-Lead | No | Between 1989 and 2014 |  | Non-Lead | Between 1989 and 2014 |  | Non-Lead | Don't Know | Don't Know |  |  | No | No | No
LSLI1574 | 409 | Island Dr | Horseshoe Bay | 78657 |  |  |  | Non-Lead | No | Between 1989 and 2014 |  | Non-Lead | Between 1989 and 2014 |  | Non-Lead | Don't Know | Don't Know |  |  | No | No | No
LSLI1575 | 413 | Island Dr | Horseshoe Bay | 78657 |  |  |  | Non-Lead | No | Between 1989 and 2014 |  | Non-Lead | Between 1989 and 2014 |  | Non-Lead | Don't Know | Don't Know |  |  | No | No | No
LSLI1576 | 408 | Island Dr | Horseshoe Bay | 78657 |  |  |  | Non-Lead | No | Between 1989 and 2014 |  | Non-Lead | Between 1989 and 2014 |  | Non-Lead | Don't Know | Don't Know |  |  | No | No | No
LSLI1577 | 309 | Island Dr #1 | Horseshoe Bay | 78657 |  |  |  | Non-Lead | No | Between 1989 and 2014 |  | Non-Lead | Between 1989 and 2014 |  | Non-Lead | Don't Know | Don't Know |  |  | No | No | No
LSLI1578 | 407 | Island Dr 1 Island Point | Horseshoe Bay | 78657 |  |  |  | Non-Lead | No | Between 1989 and 2014 |  | Non-Lead | Between 1989 and 2014 |  | Non-Lead | Don't Know | Don't Know |  |  | No | No | No
LSLI1579 | 401 | Island Dr 1 Port Lss | Horseshoe Bay | 78657 |  |  |  | Non-Lead | No | Between 1989 and 2014 |  | Non-Lead | Between 1989 and 2014 |  | Non-Lead | Don't Know | Don't Know |  |  | No | No | No
LSLI1580 | 403 | Island Dr 101 Flyjib | Horseshoe Bay | 78657 |  |  |  | Non-Lead | No | Between 1989 and 2014 |  | Non-Lead | Between 1989 and 2014 |  | Non-Lead | Don't Know | Don't Know |  |  | No | No | No
LSLI1581 | 403 | Island Dr 102 Mainsa | Horseshoe Bay | 78657 |  |  |  | Non-Lead | No | Between 1989 and 2014 |  | Non-Lead | Between 1989 and 2014 |  | Non-Lead | Don't Know | Don't Know |  |  | No | No | No
LSLI1582 | 403 | Island Dr 103 Schoon | Horseshoe Bay | 78657 |  |  |  | Non-Lead | No | Between 1989 and 2014 |  | Non-Lead | Between 1989 and 2014 |  | Non-Lead | Don't Know | Don't Know |  |  | No | No | No
LSLI1583 | 407 | Island Dr 2 Island Point | Horseshoe Bay | 78657 |  |  |  | Non-Lead | No | Between 1989 and 2014 |  | Non-Lead | Between 1989 and 2014 |  | Non-Lead | Don't Know | Don't Know |  |  | No | No | No
LSLI1584 | 107 | Island Dr 2 Landmark | Horseshoe Bay | 78657 |  |  |  | Non-Lead | No | Between 1989 and 2014 |  | Non-Lead | Between 1989 and 2014 |  | Non-Lead | Don't Know | Don't Know |  |  | No | No | No
LSLI1585 | 403 | Island Dr 201 Lookout | Horseshoe Bay | 78657 |  |  |  | Non-Lead | No | Between 1989 and 2014 |  | Non-Lead | Between 1989 and 2014 |  | Non-Lead | Don't Know | Don't Know |  |  | No | No | No
LSLI1586 | 403 | Island Dr 202 Topsai | Horseshoe Bay | 78657 |  |  |  | Non-Lead | No | Between 1989 and 2014 |  | Non-Lead | Between 1989 and 2014 |  | Non-Lead | Don't Know | Don't Know |  |  | No | No | No
LSLI1587 | 407 | Island Dr 3 Island Point | Horseshoe Bay | 78657 |  |  |  | Non-Lead | No | Between 1989 and 2014 |  | Non-Lead | Between 1989 and 2014 |  | Non-Lead | Don't Know | Don't Know |  |  | No | No | No
LSLI1588 | 107 | Island Dr 4 Landmark | Horseshoe Bay | 78657 |  |  |  | Non-Lead | No | Between 1989 and 2014 |  | Non-Lead | Between 1989 and 2014 |  | Non-Lead | Don't Know | Don't Know |  |  | No | No | No
LSLI1589 | 103 | Island Dr 4 Portofino | Horseshoe Bay | 78657 |  |  |  | Non-Lead | No | Between 1989 and 2014 |  | Non-Lead | Between 1989 and 2014 |  | Non-Lead | Don't Know | Don't Know |  |  | No | No | No
LSLI1590 | 103 | Island Dr 5 Portofino | Horseshoe Bay | 78657 |  |  |  | Non-Lead | No | Between 1989 and 2014 |  | Non-Lead | Between 1989 and 2014 |  | Non-Lead | Don't Know | Don't Know |  |  | No | No | No
LSLI1591 | 401 | Island Dr 5 Top Deck | Horseshoe Bay | 78657 |  |  |  | Non-Lead | No | Between 1989 and 2014 |  | Non-Lead | Between 1989 and 2014 |  | Non-Lead | Don't Know | Don't Know |  |  | No | No | No
LSLI1592 | 103 | Island Dr 8 Portofino | Horseshoe Bay | 78657 |  |  |  | Non-Lead | No | Between 1989 and 2014 |  | Non-Lead | Between 1989 and 2014 |  | Non-Lead | Don't Know | Don't Know |  |  | No | No | No
LSLI1593 | 306 | Island Dr A | Horseshoe Bay | 78657 |  |  |  | Non-Lead | No | Between 1989 and 2014 |  | Non-Lead | Between 1989 and 2014 |  | Non-Lead | Don't Know | Don't Know |  |  | No | No | No
LSLI1594 | 305 | Island Dr A Highland | Horseshoe Bay | 78657 |  |  |  | Non-Lead | No | Between 1989 and 2014 |  | Non-Lead | Between 1989 and 2014 |  | Non-Lead | Don't Know | Don't Know |  |  | No | No | No
LSLI1595 | 101 | Island Dr A Island Village | Horseshoe Bay | 78657 |  |  |  | Non-Lead | No | Between 1989 and 2014 |  | Non-Lead | Between 1989 and 2014 |  | Non-Lead | Don't Know | Don't Know |  |  | No | No | No
LSLI1596 | 311 | Island Dr A Sandpiper | Horseshoe Bay | 78657 |  |  |  | Non-Lead | No | Between 1989 and 2014 |  | Non-Lead | Between 1989 and 2014 |  | Non-Lead | Don't Know | Don't Know |  |  | No | No | No
LSLI1597 | 405 | Island Dr B | Horseshoe Bay | 78657 |  |  |  | Non-Lead | No | Between 1989 and 2014 |  | Non-Lead | Between 1989 and 2014 |  | Non-Lead | Don't Know | Don't Know |  |  | No | No | No
LSLI1598 | 109 | Island Dr B Goosepoint | Horseshoe Bay | 78657 |  |  |  | Non-Lead | No | Between 1989 and 2014 |  | Non-Lead | Between 1989 and 2014 |  | Non-Lead | Don't Know | Don't Know |  |  | No | No | No
LSLI1599 | 402 | Island Dr B Harbortown | Horseshoe Bay | 78657 |  |  |  | Non-Lead | No | Between 1989 and 2014 |  | Non-Lead | Between 1989 and 2014 |  | Non-Lead | Don't Know | Don't Know |  |  | No | No | No
LSLI1600 | 301 | Island Dr B Inlet Cove | Horseshoe Bay | 78657 |  |  |  | Non-Lead | No | Between 1989 and 2014 |  | Non-Lead | Between 1989 and 2014 |  | Non-Lead | Don't Know | Don't Know |  |  | No | No | No
LSLI1601 | 306 | Island Dr C | Horseshoe Bay | 78657 |  |  |  | Non-Lead | No | Between 1989 and 2014 |  | Non-Lead | Between 1989 and 2014 |  | Non-Lead | Don't Know | Don't Know |  |  | No | No | No
LSLI1602 | 109 | Island Dr C Goosepoint | Horseshoe Bay | 78657 |  |  |  | Non-Lead | No | Between 1989 and 2014 |  | Non-Lead | Between 1989 and 2014 |  | Non-Lead | Don't Know | Don't Know |  |  | No | No | No
LSLI1603 | 105 | Island Dr C Hale Makani | Horseshoe Bay | 78657 |  |  |  | Non-Lead | No | Between 1989 and 2014 |  | Non-Lead | Between 1989 and 2014 |  | Non-Lead | Don't Know | Don't Know |  |  | No | No | No
LSLI1604 | 301 | Island Dr C Inlet Cove | Horseshoe Bay | 78657 |  |  |  | Non-Lead | No | Between 1989 and 2014 |  | Non-Lead | Between 1989 and 2014 |  | Non-Lead | Don't Know | Don't Know |  |  | No | No | No
LSLI1605 | 311 | Island Dr C Sandpiper | Horseshoe Bay | 78657 |  |  |  | Non-Lead | No | Between 1989 and 2014 |  | Non-Lead | Between 1989 and 2014 |  | Non-Lead | Don't Know | Don't Know |  |  | No | No | No
LSLI1606 | 301 | Island Dr E Inlet Cove | Horseshoe Bay | 78657 |  |  |  | Non-Lead | No | Between 1989 and 2014 |  | Non-Lead | Between 1989 and 2014 |  | Non-Lead | Don't Know | Don't Know |  |  | No | No | No
LSLI1607 | 306 | Island Dr F | Horseshoe Bay | 78657 |  |  |  | Non-Lead | No | Between 1989 and 2014 |  | Non-Lead | Between 1989 and 2014 |  | Non-Lead | Don't Know | Don't Know |  |  | No | No | No
LSLI1608 | 101 | Island Dr F Island Village | Horseshoe Bay | 78657 |  |  |  | Non-Lead | No | Between 1989 and 2014 |  | Non-Lead | Between 1989 and 2014 |  | Non-Lead | Don't Know | Don't Know |  |  | No | No | No
LSLI1609 | 306 | Island Dr G | Horseshoe Bay | 78657 |  |  |  | Non-Lead | No | Between 1989 and 2014 |  | Non-Lead | Between 1989 and 2014 |  | Non-Lead | Don't Know | Don't Know |  |  | No | No | No
LSLI1610 | 109 | Island Dr G Goosepoint | Horseshoe Bay | 78657 |  |  |  | Non-Lead | No | Between 1989 and 2014 |  | Non-Lead | Between 1989 and 2014 |  | Non-Lead | Don't Know | Don't Know |  |  | No | No | No
LSLI1611 | 301 | Island Dr G Inlet Cove | Horseshoe Bay | 78657 |  |  |  | Non-Lead | No | Between 1989 and 2014 |  | Non-Lead | Between 1989 and 2014 |  | Non-Lead | Don't Know | Don't Know |  |  | No | No | No
LSLI1612 | 101 | Island Dr G Island Village | Horseshoe Bay | 78657 |  |  |  | Non-Lead | No | Between 1989 and 2014 |  | Non-Lead | Between 1989 and 2014 |  | Non-Lead | Don't Know | Don't Know |  |  | No | No | No
LSLI1613 | 306 | Island Dr I | Horseshoe Bay | 78657 |  |  |  | Non-Lead | No | Between 1989 and 2014 |  | Non-Lead | Between 1989 and 2014 |  | Non-Lead | Don't Know | Don't Know |  |  | No | No | No
LSLI1614 | 109 | Island Dr I Goosepoint | Horseshoe Bay | 78657 |  |  |  | Non-Lead | No | Between 1989 and 2014 |  | Non-Lead | Between 1989 and 2014 |  | Non-Lead | Don't Know | Don't Know |  |  | No | No | No
LSLI1615 | 101 | Island Dr J Island Village | Horseshoe Bay | 78657 |  |  |  | Non-Lead | No | Between 1989 and 2014 |  | Non-Lead | Between 1989 and 2014 |  | Non-Lead | Don't Know | Don't Know |  |  | No | No | No
LSLI1616 | 101 | Island Dr L Island Village | Horseshoe Bay | 78657 |  |  |  | Non-Lead | No | Between 1989 and 2014 |  | Non-Lead | Between 1989 and 2014 |  | Non-Lead | Don't Know | Don't Know |  |  | No | No | No
LSLI1617 | 100 | Jade | Horseshoe Bay | 78657 |  |  |  | Non-Lead | No | Between 1989 and 2014 |  | Non-Lead | Between 1989 and 2014 |  | Non-Lead | Don't Know | Don't Know |  |  | No | No | No
LSLI1618 | 101 | Jade | Horseshoe Bay | 78657 |  |  |  | Non-Lead | No | Between 1989 and 2014 |  | Non-Lead | Between 1989 and 2014 |  | Non-Lead | Don't Know | Don't Know |  |  | No | No | No
LSLI1619 | 113 | Jade | Horseshoe Bay | 78657 |  |  |  | Non-Lead | No | Between 1989 and 2014 |  | Non-Lead | Between 1989 and 2014 |  | Non-Lead | Don't Know | Don't Know |  |  | No | No | No
LSLI1620 | 112 | Jade | Horseshoe Bay | 78657 |  |  |  | Non-Lead | No | After 2014 |  | Non-Lead | After 2014 |  | Non-Lead | No | No |  |  | No | No | No
LSLI1621 | 113 | James Circle | Horseshoe Bay | 78657 |  |  |  | Non-Lead | No | After 2014 |  | Non-Lead | After 2014 |  | Non-Lead | No | No |  |  | No | No | No
LSLI1622 | 106 | James Circle | Horseshoe Bay | 78657 |  |  |  | Non-Lead | No | After 2014 |  | Non-Lead | After 2014 |  | Non-Lead | No | No |  |  | No | No | No
LSLI1623 | 102 | James Circle | Horseshoe Bay | 78657 |  |  |  | Non-Lead | No | After 2014 |  | Non-Lead | After 2014 |  | Non-Lead | No | No |  |  | No | No | No
LSLI1624 | 101 | James Circle | Horseshoe Bay | 78657 |  |  |  | Non-Lead | No | After 2014 |  | Non-Lead | After 2014 |  | Non-Lead | No | No |  |  | No | No | No
LSLI1625 | 102 | James Circle | Horseshoe Bay | 78657 |  |  |  | Non-Lead | No | After 2014 |  | Non-Lead | After 2014 |  | Non-Lead | No | No |  |  | No | No | No
LSLI1626 | 110 | Kathy Cove | Horseshoe Bay | 78657 |  |  |  | Non-Lead | No | Between 1989 and 2014 |  | Non-Lead | Between 1989 and 2014 |  | Non-Lead | Don't Know | Don't Know |  |  | No | No | No
LSLI1627 | 101 | Kathy Cove | Horseshoe Bay | 78657 |  |  |  | Non-Lead | No | After 2014 |  | Non-Lead | After 2014 |  | Non-Lead | No | No |  |  | No | No | No
LSLI1628 | 105 | Kathy Cove | Horseshoe Bay | 78657 |  |  |  | Non-Lead | No | After 2014 |  | Non-Lead | After 2014 |  | Non-Lead | No | No |  |  | No | No | No
LSLI1629 | 109 | Kathy Cove | Horseshoe Bay | 78657 |  |  |  | Non-Lead | No | After 2014 |  | Non-Lead | After 2014 |  | Non-Lead | No | No |  |  | No | No | No
LSLI1630 | 114 | Keel Way | Horseshoe Bay | 78657 |  |  |  | Non-Lead | No | Between 1989 and 2014 |  | Non-Lead | Between 1989 and 2014 |  | Non-Lead | Don't Know | Don't Know |  |  | No | No | No
LSLI1631 | 107 | Keel Way | Horseshoe Bay | 78657 |  |  |  | Non-Lead | No | Between 1989 and 2014 |  | Non-Lead | Between 1989 and 2014 |  | Non-Lead | Don't Know | Don't Know |  |  | No | No | No
LSLI1632 | 105 | Keel Way | Horseshoe Bay | 78657 |  |  |  | Non-Lead | No | Between 1989 and 2014 |  | Non-Lead | Between 1989 and 2014 |  | Non-Lead | Don't Know | Don't Know |  |  | No | No | No
LSLI1633 | 210 | Keel Way | Horseshoe Bay | 78657 |  |  |  | Non-Lead | No | Between 1989 and 2014 |  | Non-Lead | Between 1989 and 2014 |  | Non-Lead | Don't Know | Don't Know |  |  | No | No | No
LSLI1634 | 207 | Keel Way | Horseshoe Bay | 78657 |  |  |  | Non-Lead | No | Between 1989 and 2014 |  | Non-Lead | Between 1989 and 2014 |  | Non-Lead | Don't Know | Don't Know |  |  | No | No | No
LSLI1635 | 205 | Keel Way | Horseshoe Bay | 78657 |  |  |  | Non-Lead | No | Between 1989 and 2014 |  | Non-Lead | Between 1989 and 2014 |  | Non-Lead | Don't Know | Don't Know |  |  | No | No | No
LSLI1636 | 110 | Kelley Ln | Horseshoe Bay | 78657 |  |  |  | Non-Lead | No | After 2014 |  | Non-Lead | After 2014 |  | Non-Lead | No | No |  |  | No | No | No
LSLI1637 | 106 | Kelley Ln | Horseshoe Bay | 78657 |  |  |  | Non-Lead | No | Between 1989 and 2014 |  | Non-Lead | Between 1989 and 2014 |  | Non-Lead | Don't Know | Don't Know |  |  | No | No | No
LSLI1638 | 108 | Kelley Ln | Horseshoe Bay | 78657 |  |  |  | Non-Lead | No | Between 1989 and 2014 |  | Non-Lead | Between 1989 and 2014 |  | Non-Lead | Don't Know | Don't Know |  |  | No | No | No
LSLI1639 | 104 | Kelley Ln | Horseshoe Bay | 78657 |  |  |  | Non-Lead | No | After 2014 |  | Non-Lead | After 2014 |  | Non-Lead | No | No |  |  | No | No | No
LSLI1640 | 102 | Kelley Ln | Horseshoe Bay | 78657 |  |  |  | Non-Lead | No | After 2014 |  | Non-Lead | After 2014 |  | Non-Lead | No | No |  |  | No | No | No
LSLI1641 | 101 | Kimble Ct | Horseshoe Bay | 78657 |  |  |  | Non-Lead | No | After 2014 |  | Non-Lead | After 2014 |  | Non-Lead | No | No |  |  | No | No | No
LSLI1642 | 100 | Kimble Ct | Horseshoe Bay | 78657 |  |  |  | Non-Lead | No | Between 1989 and 2014 |  | Non-Lead | Between 1989 and 2014 |  | Non-Lead | Don't Know | Don't Know |  |  | No | No | No
LSLI1643 | 102 | Kimble Ct | Horseshoe Bay | 78657 |  |  |  | Non-Lead | No | Between 1989 and 2014 |  | Non-Lead | Between 1989 and 2014 |  | Non-Lead | Don't Know | Don't Know |  |  | No | No | No
LSLI1644 | 101 | Kimble Ct | Horseshoe Bay | 78657 |  |  |  | Non-Lead | No | Between 1989 and 2014 |  | Non-Lead | Between 1989 and 2014 |  | Non-Lead | Don't Know | Don't Know |  |  | No | No | No
LSLI1645 | 207 | Kites Court | Horseshoe Bay | 78657 |  |  |  | Non-Lead | No | After 2014 |  | Non-Lead | After 2014 |  | Non-Lead | No | No |  |  | No | No | No
LSLI1646 | 205 | Kites Ct | Horseshoe Bay | 78657 |  |  |  | Non-Lead | No | Between 1989 and 2014 |  | Non-Lead | Between 1989 and 2014 |  | Non-Lead | Don't Know | Don't Know |  |  | No | No | No
LSLI1647 | 304 | Kleen Ayre | Horseshoe Bay | 78657 |  |  |  | Non-Lead | No | Between 1989 and 2014 |  | Non-Lead | Between 1989 and 2014 |  | Non-Lead | Don't Know | Don't Know |  |  | No | No | No
LSLI1648 | 645 | Knights Row | Horseshoe Bay | 78657 |  |  |  | Non-Lead | No | After 2014 |  | Non-Lead | After 2014 |  | Non-Lead | No | No |  |  | No | No | No
LSLI1649 | 101 | La Bonita | Horseshoe Bay | 78657 |  |  |  | Non-Lead | No | Between 1989 and 2014 |  | Non-Lead | Between 1989 and 2014 |  | Non-Lead | Don't Know | Don't Know |  |  | No | No | No
LSLI1650 | 113 | La Bonita | Horseshoe Bay | 78657 |  |  |  | Non-Lead | No | Between 1989 and 2014 |  | Non-Lead | Between 1989 and 2014 |  | Non-Lead | Don't Know | Don't Know |  |  | No | No | No
LSLI1651 | 107 | La Bonita | Horseshoe Bay | 78657 |  |  |  | Non-Lead | No | After 2014 |  | Non-Lead | After 2014 |  | Non-Lead | No | No |  |  | No | No | No
LSLI1652 | 109 | La Bonita | Horseshoe Bay | 78657 |  |  |  | Non-Lead | No | After 2014 |  | Non-Lead | After 2014 |  | Non-Lead | No | No |  |  | No | No | No
LSLI1653 | 112 | La Bonita | Horseshoe Bay | 78657 |  |  |  | Non-Lead | No | After 2014 |  | Non-Lead | After 2014 |  | Non-Lead | No | No |  |  | No | No | No
LSLI1654 | 108 | La Chimenea | Horseshoe Bay | 78657 |  |  |  | Non-Lead | No | Between 1989 and 2014 |  | Non-Lead | Between 1989 and 2014 |  | Non-Lead | Don't Know | Don't Know |  |  | No | No | No
LSLI1655 | 106 | La Chimenea | Horseshoe Bay | 78657 |  |  |  | Non-Lead | No | After 2014 |  | Non-Lead | After 2014 |  | Non-Lead | No | No |  |  | No | No | No
LSLI1656 | 102 | La Chimenea | Horseshoe Bay | 78657 |  |  |  | Non-Lead | No | After 2014 |  | Non-Lead | After 2014 |  | Non-Lead | No | No |  |  | No | No | No
LSLI1657 | 110 | La Chimenea | Horseshoe Bay | 78657 |  |  |  | Non-Lead | No | After 2014 |  | Non-Lead | After 2014 |  | Non-Lead | No | No |  |  | No | No | No
LSLI1658 | 114 | La Chiminea | Horseshoe Bay | 78657 |  |  |  | Non-Lead | No | Between 1989 and 2014 |  | Non-Lead | Between 1989 and 2014 |  | Non-Lead | Don't Know | Don't Know |  |  | No | No | No
LSLI1659 | 137 | La Lucita | Horseshoe Bay | 78657 |  |  |  | Non-Lead | No | Between 1989 and 2014 |  | Non-Lead | Between 1989 and 2014 |  | Non-Lead | Don't Know | Don't Know |  |  | No | No | No
LSLI1660 | 124 | La Lucita | Horseshoe Bay | 78657 |  |  |  | Non-Lead | No | Between 1989 and 2014 |  | Non-Lead | Between 1989 and 2014 |  | Non-Lead | Don't Know | Don't Know |  |  | No | No | No
LSLI1661 | 131 | La Lucita | Horseshoe Bay | 78657 |  |  |  | Non-Lead | No | Between 1989 and 2014 |  | Non-Lead | Between 1989 and 2014 |  | Non-Lead | Don't Know | Don't Know |  |  | No | No | No
LSLI1662 | 132 | La Lucita | Horseshoe Bay | 78657 |  |  |  | Non-Lead | No | Between 1989 and 2014 |  | Non-Lead | Between 1989 and 2014 |  | Non-Lead | Don't Know | Don't Know |  |  | No | No | No
LSLI1663 | 136 | La Lucita | Horseshoe Bay | 78657 |  |  |  | Non-Lead | No | Between 1989 and 2014 |  | Non-Lead | Between 1989 and 2014 |  | Non-Lead | Don't Know | Don't Know |  |  | No | No | No
LSLI1664 | 100 | La Lucita | Horseshoe Bay | 78657 |  |  |  | Non-Lead | No | After 2014 |  | Non-Lead | After 2014 |  | Non-Lead | No | No |  |  | No | No | No
LSLI1665 | 135 | La Lucita | Horseshoe Bay | 78657 |  |  |  | Non-Lead | No | After 2014 |  | Non-Lead | After 2014 |  | Non-Lead | No | No |  |  | No | No | No
LSLI1666 | 133 | La Lucita | Horseshoe Bay | 78657 |  |  |  | Non-Lead | No | After 2014 |  | Non-Lead | After 2014 |  | Non-Lead | No | No |  |  | No | No | No
LSLI1667 | 104 | La Posada | Horseshoe Bay | 78657 |  |  |  | Non-Lead | No | Between 1989 and 2014 |  | Non-Lead | Between 1989 and 2014 |  | Non-Lead | Don't Know | Don't Know |  |  | No | No | No
LSLI1668 | 113 | La Posada | Horseshoe Bay | 78657 |  |  |  | Non-Lead | No | Between 1989 and 2014 |  | Non-Lead | Between 1989 and 2014 |  | Non-Lead | Don't Know | Don't Know |  |  | No | No | No
LSLI1669 | 110 | La Posada | Horseshoe Bay | 78657 |  |  |  | Non-Lead | No | After 2014 |  | Non-Lead | After 2014 |  | Non-Lead | No | No |  |  | No | No | No
LSLI1670 | 101 | La Posada | Horseshoe Bay | 78657 |  |  |  | Non-Lead | No | After 2014 |  | Non-Lead | After 2014 |  | Non-Lead | No | No |  |  | No | No | No
LSLI1671 | 104 | La Posada-Guest House | Horseshoe Bay | 78657 |  |  |  | Non-Lead | No | After 2014 |  | Non-Lead | After 2014 |  | Non-Lead | No | No |  |  | No | No | No
LSLI1672 | 450 | La Serena Loop | Horseshoe Bay | 78657 |  |  |  | Non-Lead | No | Between 1989 and 2014 |  | Non-Lead | Between 1989 and 2014 |  | Non-Lead | Don't Know | Don't Know |  |  | No | No | No
LSLI1673 | 275 | La Serena Loop | Horseshoe Bay | 78657 |  |  |  | Non-Lead | No | Between 1989 and 2014 |  | Non-Lead | Between 1989 and 2014 |  | Non-Lead | Don't Know | Don't Know |  |  | No | No | No
LSLI1674 | 273 | La Serena Loop | Horseshoe Bay | 78657 |  |  |  | Non-Lead | No | Between 1989 and 2014 |  | Non-Lead | Between 1989 and 2014 |  | Non-Lead | Don't Know | Don't Know |  |  | No | No | No
LSLI1675 | 295 | La Serena Loop | Horseshoe Bay | 78657 |  |  |  | Non-Lead | No | Between 1989 and 2014 |  | Non-Lead | Between 1989 and 2014 |  | Non-Lead | Don't Know | Don't Know |  |  | No | No | No
LSLI1676 | 337 | La Serena Loop | Horseshoe Bay | 78657 |  |  |  | Non-Lead | No | Between 1989 and 2014 |  | Non-Lead | Between 1989 and 2014 |  | Non-Lead | Don't Know | Don't Know |  |  | No | No | No
LSLI1677 | 220 | La Serena Loop | Horseshoe Bay | 78657 |  |  |  | Non-Lead | No | Between 1989 and 2014 |  | Non-Lead | Between 1989 and 2014 |  | Non-Lead | Don't Know | Don't Know |  |  | No | No | No
LSLI1678 | 287 | La Serena Loop | Horseshoe Bay | 78657 |  |  |  | Non-Lead | No | Between 1989 and 2014 |  | Non-Lead | Between 1989 and 2014 |  | Non-Lead | Don't Know | Don't Know |  |  | No | No | No
LSLI1679 | 425 | La Serena Loop | Horseshoe Bay | 78657 |  |  |  | Non-Lead | No | Between 1989 and 2014 |  | Non-Lead | Between 1989 and 2014 |  | Non-Lead | Don't Know | Don't Know |  |  | No | No | No
LSLI1680 | 305 | La Serena Loop | Horseshoe Bay | 78657 |  |  |  | Non-Lead | No | Between 1989 and 2014 |  | Non-Lead | Between 1989 and 2014 |  | Non-Lead | Don't Know | Don't Know |  |  | No | No | No
LSLI1681 | 252 | La Serena Loop | Horseshoe Bay | 78657 |  |  |  | Non-Lead | No | Between 1989 and 2014 |  | Non-Lead | Between 1989 and 2014 |  | Non-Lead | Don't Know | Don't Know |  |  | No | No | No
LSLI1682 | 355 | La Serena Loop | Horseshoe Bay | 78657 |  |  |  | Non-Lead | No | Between 1989 and 2014 |  | Non-Lead | Between 1989 and 2014 |  | Non-Lead | Don't Know | Don't Know |  |  | No | No | No
LSLI1683 | 351 | La Serena Loop | Horseshoe Bay | 78657 |  |  |  | Non-Lead | No | Between 1989 and 2014 |  | Non-Lead | Between 1989 and 2014 |  | Non-Lead | Don't Know | Don't Know |  |  | No | No | No
LSLI1684 | 271 | La Serena Loop | Horseshoe Bay | 78657 |  |  |  | Non-Lead | No | Between 1989 and 2014 |  | Non-Lead | Between 1989 and 2014 |  | Non-Lead | Don't Know | Don't Know |  |  | No | No | No
LSLI1685 | 291 | La Serena Loop | Horseshoe Bay | 78657 |  |  |  | Non-Lead | No | Between 1989 and 2014 |  | Non-Lead | Between 1989 and 2014 |  | Non-Lead | Don't Know | Don't Know |  |  | No | No | No
LSLI1686 | 420 | La Serena Loop | Horseshoe Bay | 78657 |  |  |  | Non-Lead | No | Between 1989 and 2014 |  | Non-Lead | Between 1989 and 2014 |  | Non-Lead | Don't Know | Don't Know |  |  | No | No | No
LSLI1687 | 269 | La Serena Loop | Horseshoe Bay | 78657 |  |  |  | Non-Lead | No | Between 1989 and 2014 |  | Non-Lead | Between 1989 and 2014 |  | Non-Lead | Don't Know | Don't Know |  |  | No | No | No
LSLI1688 | 123 | La Serena Loop | Horseshoe Bay | 78657 |  |  |  | Non-Lead | No | Between 1989 and 2014 |  | Non-Lead | Between 1989 and 2014 |  | Non-Lead | Don't Know | Don't Know |  |  | No | No | No
LSLI1689 | 429 | La Serena Loop | Horseshoe Bay | 78657 |  |  |  | Non-Lead | No | Between 1989 and 2014 |  | Non-Lead | Between 1989 and 2014 |  | Non-Lead | Don't Know | Don't Know |  |  | No | No | No
LSLI1690 | 245 | La Serena Loop | Horseshoe Bay | 78657 |  |  |  | Non-Lead | No | Between 1989 and 2014 |  | Non-Lead | Between 1989 and 2014 |  | Non-Lead | Don't Know | Don't Know |  |  | No | No | No
LSLI1691 | 177 | La Serena Loop | Horseshoe Bay | 78657 |  |  |  | Non-Lead | No | Between 1989 and 2014 |  | Non-Lead | Between 1989 and 2014 |  | Non-Lead | Don't Know | Don't Know |  |  | No | No | No
LSLI1692 | 444 | La Serena Loop | Horseshoe Bay | 78657 |  |  |  | Non-Lead | No | Between 1989 and 2014 |  | Non-Lead | Between 1989 and 2014 |  | Non-Lead | Don't Know | Don't Know |  |  | No | No | No
LSLI1693 | 159 | La Serena Loop | Horseshoe Bay | 78657 |  |  |  | Non-Lead | No | Between 1989 and 2014 |  | Non-Lead | Between 1989 and 2014 |  | Non-Lead | Don't Know | Don't Know |  |  | No | No | No
LSLI1694 | 288 | La Serena Loop | Horseshoe Bay | 78657 |  |  |  | Non-Lead | No | Between 1989 and 2014 |  | Non-Lead | Between 1989 and 2014 |  | Non-Lead | Don't Know | Don't Know |  |  | No | No | No
LSLI1695 | 433 | La Serena Loop | Horseshoe Bay | 78657 |  |  |  | Non-Lead | No | After 2014 |  | Non-Lead | After 2014 |  | Non-Lead | No | No |  |  | No | No | No
LSLI1696 | 157 | La Serena Loop | Horseshoe Bay | 78657 |  |  |  | Non-Lead | No | After 2014 |  | Non-Lead | After 2014 |  | Non-Lead | No | No |  |  | No | No | No
LSLI1697 | 155 | La Serena Loop | Horseshoe Bay | 78657 |  |  |  | Non-Lead | No | After 2014 |  | Non-Lead | After 2014 |  | Non-Lead | No | No |  |  | No | No | No
LSLI1698 | 283 | La Serena Loop | Horseshoe Bay | 78657 |  |  |  | Non-Lead | No | After 2014 |  | Non-Lead | After 2014 |  | Non-Lead | No | No |  |  | No | No | No
LSLI1699 | 133 | La Serena Loop | Horseshoe Bay | 78657 |  |  |  | Non-Lead | No | After 2014 |  | Non-Lead | After 2014 |  | Non-Lead | No | No |  |  | No | No | No
LSLI1700 | 405 | La Serena Loop | Horseshoe Bay | 78657 |  |  |  | Non-Lead | No | After 2014 |  | Non-Lead | After 2014 |  | Non-Lead | No | No |  |  | No | No | No
LSLI1701 | 254 | La Serena Loop | Horseshoe Bay | 78657 |  |  |  | Non-Lead | No | After 2014 |  | Non-Lead | After 2014 |  | Non-Lead | No | No |  |  | No | No | No
LSLI1702 | 451 | La Serena Loop | Horseshoe Bay | 78657 |  |  |  | Non-Lead | No | After 2014 |  | Non-Lead | After 2014 |  | Non-Lead | No | No |  |  | No | No | No
LSLI1703 | 139 | La Serena Loop | Horseshoe Bay | 78657 |  |  |  | Non-Lead | No | After 2014 |  | Non-Lead | After 2014 |  | Non-Lead | No | No |  |  | No | No | No
LSLI1704 | 151 | La Serena Loop | Horseshoe Bay | 78657 |  |  |  | Non-Lead | No | After 2014 |  | Non-Lead | After 2014 |  | Non-Lead | No | No |  |  | No | No | No
LSLI1705 | 242 | La Serena Loop | Horseshoe Bay | 78657 |  |  |  | Non-Lead | No | After 2014 |  | Non-Lead | After 2014 |  | Non-Lead | No | No |  |  | No | No | No
LSLI1706 | 137 | La Serena Loop | Horseshoe Bay | 78657 |  |  |  | Non-Lead | No | After 2014 |  | Non-Lead | After 2014 |  | Non-Lead | No | No |  |  | No | No | No
LSLI1707 | 233 | La Serena Loop | Horseshoe Bay | 78657 |  |  |  | Non-Lead | No | After 2014 |  | Non-Lead | After 2014 |  | Non-Lead | No | No |  |  | No | No | No
LSLI1708 | 353 | La Serena Loop | Horseshoe Bay | 78657 |  |  |  | Non-Lead | No | After 2014 |  | Non-Lead | After 2014 |  | Non-Lead | No | No |  |  | No | No | No
LSLI1709 | 256 | La Serena Loop | Horseshoe Bay | 78657 |  |  |  | Non-Lead | No | After 2014 |  | Non-Lead | After 2014 |  | Non-Lead | No | No |  |  | No | No | No
LSLI1710 | 437 | La Serena Loop | Horseshoe Bay | 78657 |  |  |  | Non-Lead | No | After 2014 |  | Non-Lead | After 2014 |  | Non-Lead | No | No |  |  | No | No | No
LSLI1711 | 250 | La Serena Loop | Horseshoe Bay | 78657 |  |  |  | Non-Lead | No | After 2014 |  | Non-Lead | After 2014 |  | Non-Lead | No | No |  |  | No | No | No
LSLI1712 | 143 | La Serena Loop | Horseshoe Bay | 78657 |  |  |  | Non-Lead | No | After 2014 |  | Non-Lead | After 2014 |  | Non-Lead | No | No |  |  | No | No | No
LSLI1713 | 241 | La Serena Loop | Horseshoe Bay | 78657 |  |  |  | Non-Lead | No | After 2014 |  | Non-Lead | After 2014 |  | Non-Lead | No | No |  |  | No | No | No
LSLI1714 | 107 | La Serena Loop | Horseshoe Bay | 78657 |  |  |  | Non-Lead | No | After 2014 |  | Non-Lead | After 2014 |  | Non-Lead | No | No |  |  | No | No | No
LSLI1715 | 333 | La Serena Loop | Horseshoe Bay | 78657 |  |  |  | Non-Lead | No | After 2014 |  | Non-Lead | After 2014 |  | Non-Lead | No | No |  |  | No | No | No
LSLI1716 | 363 | La Serena Loop | Horseshoe Bay | 78657 |  |  |  | Non-Lead | No | After 2014 |  | Non-Lead | After 2014 |  | Non-Lead | No | No |  |  | No | No | No
LSLI1717 | 329 | La Serena Loop | Horseshoe Bay | 78657 |  |  |  | Non-Lead | No | After 2014 |  | Non-Lead | After 2014 |  | Non-Lead | No | No |  |  | No | No | No
LSLI1718 | 408 | La Serena Loop | Horseshoe Bay | 78657 |  |  |  | Non-Lead | No | After 2014 |  | Non-Lead | After 2014 |  | Non-Lead | No | No |  |  | No | No | No
LSLI1719 | 369 | La Serena Loop | Horseshoe Bay | 78657 |  |  |  | Non-Lead | No | After 2014 |  | Non-Lead | After 2014 |  | Non-Lead | No | No |  |  | No | No | No
LSLI1720 | 163 | La Serena Loop | Horseshoe Bay | 78657 |  |  |  | Non-Lead | No | After 2014 |  | Non-Lead | After 2014 |  | Non-Lead | No | No |  |  | No | No | No
LSLI1721 | 237 | La Serena Loop | Horseshoe Bay | 78657 |  |  |  | Non-Lead | No | After 2014 |  | Non-Lead | After 2014 |  | Non-Lead | No | No |  |  | No | No | No
LSLI1722 | 454 | La Serena Loop | Horseshoe Bay | 78657 |  |  |  | Non-Lead | No | After 2014 |  | Non-Lead | After 2014 |  | Non-Lead | No | No |  |  | No | No | No
LSLI1723 | 214 | La Serena Loop | Horseshoe Bay | 78657 |  |  |  | Non-Lead | No | After 2014 |  | Non-Lead | After 2014 |  | Non-Lead | No | No |  |  | No | No | No
LSLI1724 | 167 | La Serena Loop | Horseshoe Bay | 78657 |  |  |  | Non-Lead | No | After 2014 |  | Non-Lead | After 2014 |  | Non-Lead | No | No |  |  | No | No | No
LSLI1725 | 259 | La Serena Loop | Horseshoe Bay | 78657 |  |  |  | Non-Lead | No | After 2014 |  | Non-Lead | After 2014 |  | Non-Lead | No | No |  |  | No | No | No
LSLI1726 | 101 | Lachite | Horseshoe Bay | 78657 |  |  |  | Non-Lead | No | Between 1989 and 2014 |  | Non-Lead | Between 1989 and 2014 |  | Non-Lead | Don't Know | Don't Know |  |  | No | No | No
LSLI1727 | 103 | Lachite | Horseshoe Bay | 78657 |  |  |  | Non-Lead | No | Between 1989 and 2014 |  | Non-Lead | Between 1989 and 2014 |  | Non-Lead | Don't Know | Don't Know |  |  | No | No | No
LSLI1728 | 111 | Lachite | Horseshoe Bay | 78657 |  |  |  | Non-Lead | No | Between 1989 and 2014 |  | Non-Lead | Between 1989 and 2014 |  | Non-Lead | Don't Know | Don't Know |  |  | No | No | No
LSLI1729 | 111 | Lachite #2 | Horseshoe Bay | 78657 |  |  |  | Non-Lead | No | Between 1989 and 2014 |  | Non-Lead | Between 1989 and 2014 |  | Non-Lead | Don't Know | Don't Know |  |  | No | No | No
LSLI1730 | 111 | Lachite #3 | Horseshoe Bay | 78657 |  |  |  | Non-Lead | No | Between 1989 and 2014 |  | Non-Lead | Between 1989 and 2014 |  | Non-Lead | Don't Know | Don't Know |  |  | No | No | No
LSLI1731 | 107 | Lachite 2 Westridge | Horseshoe Bay | 78657 |  |  |  | Non-Lead | No | Between 1989 and 2014 |  | Non-Lead | Between 1989 and 2014 |  | Non-Lead | Don't Know | Don't Know |  |  | No | No | No
LSLI1732 | 109 | Lachite 3 Baywest | Horseshoe Bay | 78657 |  |  |  | Non-Lead | No | Between 1989 and 2014 |  | Non-Lead | Between 1989 and 2014 |  | Non-Lead | Don't Know | Don't Know |  |  | No | No | No
LSLI1733 | 107 | Lachite 3 Westridge | Horseshoe Bay | 78657 |  |  |  | Non-Lead | No | Between 1989 and 2014 |  | Non-Lead | Between 1989 and 2014 |  | Non-Lead | Don't Know | Don't Know |  |  | No | No | No
LSLI1734 | 107 | Lachite 4 Westridge | Horseshoe Bay | 78657 |  |  |  | Non-Lead | No | Between 1989 and 2014 |  | Non-Lead | Between 1989 and 2014 |  | Non-Lead | Don't Know | Don't Know |  |  | No | No | No
LSLI1735 | 112 | Lachite 5 Final Four | Horseshoe Bay | 78657 |  |  |  | Non-Lead | No | Between 1989 and 2014 |  | Non-Lead | Between 1989 and 2014 |  | Non-Lead | Don't Know | Don't Know |  |  | No | No | No
LSLI1736 | 107 | Lachite 5 Westridge | Horseshoe Bay | 78657 |  |  |  | Non-Lead | No | Between 1989 and 2014 |  | Non-Lead | Between 1989 and 2014 |  | Non-Lead | Don't Know | Don't Know |  |  | No | No | No
LSLI1737 | 112 | Lachite 6 Final Four | Horseshoe Bay | 78657 |  |  |  | Non-Lead | No | Between 1989 and 2014 |  | Non-Lead | Between 1989 and 2014 |  | Non-Lead | Don't Know | Don't Know |  |  | No | No | No
LSLI1738 | 107 | Lachite 6 Westridge | Horseshoe Bay | 78657 |  |  |  | Non-Lead | No | Between 1989 and 2014 |  | Non-Lead | Between 1989 and 2014 |  | Non-Lead | Don't Know | Don't Know |  |  | No | No | No
LSLI1739 | 112 | Lachite 7 Final Four | Horseshoe Bay | 78657 |  |  |  | Non-Lead | No | Between 1989 and 2014 |  | Non-Lead | Between 1989 and 2014 |  | Non-Lead | Don't Know | Don't Know |  |  | No | No | No
LSLI1740 | 107 | Lachite 7 Westridge | Horseshoe Bay | 78657 |  |  |  | Non-Lead | No | Between 1989 and 2014 |  | Non-Lead | Between 1989 and 2014 |  | Non-Lead | Don't Know | Don't Know |  |  | No | No | No
LSLI1741 | 108 | Lachite A Villas Alba | Horseshoe Bay | 78657 |  |  |  | Non-Lead | No | Between 1989 and 2014 |  | Non-Lead | Between 1989 and 2014 |  | Non-Lead | Don't Know | Don't Know |  |  | No | No | No
LSLI1742 | 108 | Lachite B/Villas Alb | Horseshoe Bay | 78657 |  |  |  | Non-Lead | No | Between 1989 and 2014 |  | Non-Lead | Between 1989 and 2014 |  | Non-Lead | Don't Know | Don't Know |  |  | No | No | No
LSLI1743 | 105 | Lachite C | Horseshoe Bay | 78657 |  |  |  | Non-Lead | No | Between 1989 and 2014 |  | Non-Lead | Between 1989 and 2014 |  | Non-Lead | Don't Know | Don't Know |  |  | No | No | No
LSLI1744 | 108 | Lachite C/Villas Alb | Horseshoe Bay | 78657 |  |  |  | Non-Lead | No | Between 1989 and 2014 |  | Non-Lead | Between 1989 and 2014 |  | Non-Lead | Don't Know | Don't Know |  |  | No | No | No
LSLI1745 | 105 | Lachite D | Horseshoe Bay | 78657 |  |  |  | Non-Lead | No | Between 1989 and 2014 |  | Non-Lead | Between 1989 and 2014 |  | Non-Lead | Don't Know | Don't Know |  |  | No | No | No
LSLI1746 | 108 | Lachite D/Villas Alb | Horseshoe Bay | 78657 |  |  |  | Non-Lead | No | Between 1989 and 2014 |  | Non-Lead | Between 1989 and 2014 |  | Non-Lead | Don't Know | Don't Know |  |  | No | No | No
LSLI1747 | 108 | Lachite E/Villas Alb | Horseshoe Bay | 78657 |  |  |  | Non-Lead | No | Between 1989 and 2014 |  | Non-Lead | Between 1989 and 2014 |  | Non-Lead | Don't Know | Don't Know |  |  | No | No | No
LSLI1748 | 108 | Lachite F Villas Alba | Horseshoe Bay | 78657 |  |  |  | Non-Lead | No | Between 1989 and 2014 |  | Non-Lead | Between 1989 and 2014 |  | Non-Lead | Don't Know | Don't Know |  |  | No | No | No
LSLI1749 | 300 | Lakawana | Horseshoe Bay | 78657 |  |  |  | Non-Lead | No | After 2014 |  | Non-Lead | After 2014 |  | Non-Lead | No | No |  |  | No | No | No
LSLI1750 | 307 | Lakawana | Horseshoe Bay | 78657 |  |  |  | Non-Lead | No | After 2014 |  | Non-Lead | After 2014 |  | Non-Lead | No | No |  |  | No | No | No
LSLI1751 | 303 | Lakawana | Horseshoe Bay | 78657 |  |  |  | Non-Lead | No | After 2014 |  | Non-Lead | After 2014 |  | Non-Lead | No | No |  |  | No | No | No
LSLI1752 | 326 | Lakawanna | Horseshoe Bay | 78657 |  |  |  | Non-Lead | No | After 2014 |  | Non-Lead | After 2014 |  | Non-Lead | No | No |  |  | No | No | No
LSLI1753 | 1506 | Lake | Horseshoe Bay | 78657 |  |  |  | Non-Lead | No | Between 1989 and 2014 |  | Non-Lead | Between 1989 and 2014 |  | Non-Lead | Don't Know | Don't Know |  |  | No | No | No
LSLI1754 | 2206 | Lamp Lighter | Horseshoe Bay | 78657 |  |  |  | Non-Lead | No | Between 1989 and 2014 |  | Non-Lead | Between 1989 and 2014 |  | Non-Lead | Don't Know | Don't Know |  |  | No | No | No
LSLI1755 | 2208 | Lamp Lighter | Horseshoe Bay | 78657 |  |  |  | Non-Lead | No | Between 1989 and 2014 |  | Non-Lead | Between 1989 and 2014 |  | Non-Lead | Don't Know | Don't Know |  |  | No | No | No
LSLI1756 | 102 | Lampasas Ct | Horseshoe Bay | 78657 |  |  |  | Non-Lead | No | After 2014 |  | Non-Lead | After 2014 |  | Non-Lead | No | No |  |  | No | No | No
LSLI1757 | 104 | Lampasas Ct | Horseshoe Bay | 78657 |  |  |  | Non-Lead | No | After 2014 |  | Non-Lead | After 2014 |  | Non-Lead | No | No |  |  | No | No | No
LSLI1758 | 106 | Lampasas Ct | Horseshoe Bay | 78657 |  |  |  | Non-Lead | No | After 2014 |  | Non-Lead | After 2014 |  | Non-Lead | No | No |  |  | No | No | No
LSLI1759 | 1305 | Lariat | Horseshoe Bay | 78657 |  |  |  | Non-Lead | No | Between 1989 and 2014 |  | Non-Lead | Between 1989 and 2014 |  | Non-Lead | Don't Know | Don't Know |  |  | No | No | No
LSLI1760 | 1302 | Lariat | Horseshoe Bay | 78657 |  |  |  | Non-Lead | No | After 2014 |  | Non-Lead | After 2014 |  | Non-Lead | No | No |  |  | No | No | No
LSLI1761 | 103 | Las Puertas | Horseshoe Bay | 78657 |  |  |  | Non-Lead | No | Between 1989 and 2014 |  | Non-Lead | Between 1989 and 2014 |  | Non-Lead | Don't Know | Don't Know |  |  | No | No | No
LSLI1762 | 116 | Las Puertas | Horseshoe Bay | 78657 |  |  |  | Non-Lead | No | After 2014 |  | Non-Lead | After 2014 |  | Non-Lead | No | No |  |  | No | No | No
LSLI1763 | 112 | Las Puertas | Horseshoe Bay | 78657 |  |  |  | Non-Lead | No | After 2014 |  | Non-Lead | After 2014 |  | Non-Lead | No | No |  |  | No | No | No
LSLI1764 | 110 | Las Puertas | Horseshoe Bay | 78657 |  |  |  | Non-Lead | No | After 2014 |  | Non-Lead | After 2014 |  | Non-Lead | No | No |  |  | No | No | No
LSLI1765 | 201 | Lasso | Horseshoe Bay | 78657 |  |  |  | Non-Lead | No | Between 1989 and 2014 |  | Non-Lead | Between 1989 and 2014 |  | Non-Lead | Don't Know | Don't Know |  |  | No | No | No
LSLI1766 | 206 | Lasso | Horseshoe Bay | 78657 |  |  |  | Non-Lead | No | Between 1989 and 2014 |  | Non-Lead | Between 1989 and 2014 |  | Non-Lead | Don't Know | Don't Know |  |  | No | No | No
LSLI1767 | 106 | Lasso | Horseshoe Bay | 78657 |  |  |  | Non-Lead | No | Between 1989 and 2014 |  | Non-Lead | Between 1989 and 2014 |  | Non-Lead | Don't Know | Don't Know |  |  | No | No | Yes | Tier 1
LSLI1768 | 200 | Lasso | Horseshoe Bay | 78657 |  |  |  | Non-Lead | No | Between 1989 and 2014 |  | Non-Lead | Between 1989 and 2014 |  | Non-Lead | Don't Know | Don't Know |  |  | No | No | No
LSLI1769 | 204 | Lasso | Horseshoe Bay | 78657 |  |  |  | Non-Lead | No | Between 1989 and 2014 |  | Non-Lead | Between 1989 and 2014 |  | Non-Lead | Don't Know | Don't Know |  |  | No | No | No
LSLI1770 | 211 | Lasso | Horseshoe Bay | 78657 |  |  |  | Non-Lead | No | Between 1989 and 2014 |  | Non-Lead | Between 1989 and 2014 |  | Non-Lead | Don't Know | Don't Know |  |  | No | No | No
LSLI1771 | 302 | Left Ln | Horseshoe Bay | 78657 |  |  |  | Non-Lead | No | Between 1989 and 2014 |  | Non-Lead | Between 1989 and 2014 |  | Non-Lead | Don't Know | Don't Know |  |  | No | No | No
LSLI1772 | 422 | Lighthouse Dr | Horseshoe Bay | 78657 |  |  |  | Non-Lead | No | Between 1989 and 2014 |  | Non-Lead | Between 1989 and 2014 |  | Non-Lead | Don't Know | Don't Know |  |  | No | No | No
LSLI1773 | 414 | Lighthouse Dr | Horseshoe Bay | 78657 |  |  |  | Non-Lead | No | Between 1989 and 2014 |  | Non-Lead | Between 1989 and 2014 |  | Non-Lead | Don't Know | Don't Know |  |  | No | No | No
LSLI1774 | 101 | Lighthouse Dr | Horseshoe Bay | 78657 |  |  |  | Non-Lead | No | Between 1989 and 2014 |  | Non-Lead | Between 1989 and 2014 |  | Non-Lead | Don't Know | Don't Know |  |  | No | No | No
LSLI1775 | 520 | Lighthouse Dr | Horseshoe Bay | 78657 |  |  |  | Non-Lead | No | Between 1989 and 2014 |  | Non-Lead | Between 1989 and 2014 |  | Non-Lead | Don't Know | Don't Know |  |  | No | No | No
LSLI1776 | 523 | Lighthouse Dr | Horseshoe Bay | 78657 |  |  |  | Non-Lead | No | Between 1989 and 2014 |  | Non-Lead | Between 1989 and 2014 |  | Non-Lead | Don't Know | Don't Know |  |  | No | No | No
LSLI1777 | 519 | Lighthouse Dr | Horseshoe Bay | 78657 |  |  |  | Non-Lead | No | Between 1989 and 2014 |  | Non-Lead | Between 1989 and 2014 |  | Non-Lead | Don't Know | Don't Know |  |  | No | No | No
LSLI1778 | 517 | Lighthouse Dr | Horseshoe Bay | 78657 |  |  |  | Non-Lead | No | Between 1989 and 2014 |  | Non-Lead | Between 1989 and 2014 |  | Non-Lead | Don't Know | Don't Know |  |  | No | No | No
LSLI1779 | 423 | Lighthouse Dr | Horseshoe Bay | 78657 |  |  |  | Non-Lead | No | Between 1989 and 2014 |  | Non-Lead | Between 1989 and 2014 |  | Non-Lead | Don't Know | Don't Know |  |  | No | No | No
LSLI1780 | 511 | Lighthouse Dr | Horseshoe Bay | 78657 |  |  |  | Non-Lead | No | Between 1989 and 2014 |  | Non-Lead | Between 1989 and 2014 |  | Non-Lead | Don't Know | Don't Know |  |  | No | No | No
LSLI1781 | 501 | Lighthouse Dr | Horseshoe Bay | 78657 |  |  |  | Non-Lead | No | Between 1989 and 2014 |  | Non-Lead | Between 1989 and 2014 |  | Non-Lead | Don't Know | Don't Know |  |  | No | No | No
LSLI1782 | 425 | Lighthouse Dr | Horseshoe Bay | 78657 |  |  |  | Non-Lead | No | Between 1989 and 2014 |  | Non-Lead | Between 1989 and 2014 |  | Non-Lead | Don't Know | Don't Know |  |  | No | No | Yes | Tier 1
LSLI1783 | 420 | Lighthouse Dr | Horseshoe Bay | 78657 |  |  |  | Non-Lead | No | Between 1989 and 2014 |  | Non-Lead | Between 1989 and 2014 |  | Non-Lead | Don't Know | Don't Know |  |  | No | No | No
LSLI1784 | 500 | Lighthouse Dr | Horseshoe Bay | 78657 |  |  |  | Non-Lead | No | Between 1989 and 2014 |  | Non-Lead | Between 1989 and 2014 |  | Non-Lead | Don't Know | Don't Know |  |  | No | No | No
LSLI1785 | 503 | Lighthouse Dr | Horseshoe Bay | 78657 |  |  |  | Non-Lead | No | Between 1989 and 2014 |  | Non-Lead | Between 1989 and 2014 |  | Non-Lead | Don't Know | Don't Know |  |  | No | No | No
LSLI1786 | 207 | Lighthouse Dr | Horseshoe Bay | 78657 |  |  |  | Non-Lead | No | Between 1989 and 2014 |  | Non-Lead | Between 1989 and 2014 |  | Non-Lead | Don't Know | Don't Know |  |  | No | No | No
LSLI1787 | 515 | Lighthouse Dr | Horseshoe Bay | 78657 |  |  |  | Non-Lead | No | Between 1989 and 2014 |  | Non-Lead | Between 1989 and 2014 |  | Non-Lead | Don't Know | Don't Know |  |  | No | No | No
LSLI1788 | 108 | Lighthouse Dr | Horseshoe Bay | 78657 |  |  |  | Non-Lead | No | Between 1989 and 2014 |  | Non-Lead | Between 1989 and 2014 |  | Non-Lead | Don't Know | Don't Know |  |  | No | No | Yes | Tier 1
LSLI1789 | 522 | Lighthouse Dr | Horseshoe Bay | 78657 |  |  |  | Non-Lead | No | Between 1989 and 2014 |  | Non-Lead | Between 1989 and 2014 |  | Non-Lead | Don't Know | Don't Know |  |  | No | No | No
LSLI1790 | 527 | Lighthouse Dr | Horseshoe Bay | 78657 |  |  |  | Non-Lead | No | Between 1989 and 2014 |  | Non-Lead | Between 1989 and 2014 |  | Non-Lead | Don't Know | Don't Know |  |  | No | No | No
LSLI1791 | 509 | Lighthouse Dr | Horseshoe Bay | 78657 |  |  |  | Non-Lead | No | Between 1989 and 2014 |  | Non-Lead | Between 1989 and 2014 |  | Non-Lead | Don't Know | Don't Know |  |  | No | No | No
LSLI1792 | 510 | Lighthouse Dr | Horseshoe Bay | 78657 |  |  |  | Non-Lead | No | Between 1989 and 2014 |  | Non-Lead | Between 1989 and 2014 |  | Non-Lead | Don't Know | Don't Know |  |  | No | No | No
LSLI1793 | 406 | Lighthouse Dr | Horseshoe Bay | 78657 |  |  |  | Non-Lead | No | Between 1989 and 2014 |  | Non-Lead | Between 1989 and 2014 |  | Non-Lead | Don't Know | Don't Know |  |  | No | No | No
LSLI1794 | 411 | Lighthouse Dr | Horseshoe Bay | 78657 |  |  |  | Non-Lead | No | Between 1989 and 2014 |  | Non-Lead | Between 1989 and 2014 |  | Non-Lead | Don't Know | Don't Know |  |  | No | No | No
LSLI1795 | 300 | Lighthouse Dr | Horseshoe Bay | 78657 |  |  |  | Non-Lead | No | Between 1989 and 2014 |  | Non-Lead | Between 1989 and 2014 |  | Non-Lead | Don't Know | Don't Know |  |  | No | No | No
LSLI1796 | 301 | Lighthouse Dr | Horseshoe Bay | 78657 |  |  |  | Non-Lead | No | Between 1989 and 2014 |  | Non-Lead | Between 1989 and 2014 |  | Non-Lead | Don't Know | Don't Know |  |  | No | No | Yes | Tier 1
LSLI1797 | 210 | Lighthouse Dr | Horseshoe Bay | 78657 |  |  |  | Non-Lead | No | Between 1989 and 2014 |  | Non-Lead | Between 1989 and 2014 |  | Non-Lead | Don't Know | Don't Know |  |  | No | No | No
LSLI1798 | 504 | Lighthouse Dr | Horseshoe Bay | 78657 |  |  |  | Non-Lead | No | Between 1989 and 2014 |  | Non-Lead | Between 1989 and 2014 |  | Non-Lead | Don't Know | Don't Know |  |  | No | No | No
LSLI1799 | 419 | Lighthouse Dr | Horseshoe Bay | 78657 |  |  |  | Non-Lead | No | Between 1989 and 2014 |  | Non-Lead | Between 1989 and 2014 |  | Non-Lead | Don't Know | Don't Know |  |  | No | No | No
LSLI1800 | 409 | Lighthouse Dr | Horseshoe Bay | 78657 |  |  |  | Non-Lead | No | Between 1989 and 2014 |  | Non-Lead | Between 1989 and 2014 |  | Non-Lead | Don't Know | Don't Know |  |  | No | No | No
LSLI1801 | 201 | Lighthouse Dr | Horseshoe Bay | 78657 |  |  |  | Non-Lead | No | Between 1989 and 2014 |  | Non-Lead | Between 1989 and 2014 |  | Non-Lead | Don't Know | Don't Know |  |  | No | No | No
LSLI1802 | 516 | Lighthouse Dr | Horseshoe Bay | 78657 |  |  |  | Non-Lead | No | Between 1989 and 2014 |  | Non-Lead | Between 1989 and 2014 |  | Non-Lead | Don't Know | Don't Know |  |  | No | No | No
LSLI1803 | 404 | Lighthouse Dr | Horseshoe Bay | 78657 |  |  |  | Non-Lead | No | Between 1989 and 2014 |  | Non-Lead | Between 1989 and 2014 |  | Non-Lead | Don't Know | Don't Know |  |  | No | No | No
LSLI1804 | 408 | Lighthouse Dr | Horseshoe Bay | 78657 |  |  |  | Non-Lead | No | Between 1989 and 2014 |  | Non-Lead | Between 1989 and 2014 |  | Non-Lead | Don't Know | Don't Know |  |  | No | No | No
LSLI1805 | 415 | Lighthouse Dr | Horseshoe Bay | 78657 |  |  |  | Non-Lead | No | Between 1989 and 2014 |  | Non-Lead | Between 1989 and 2014 |  | Non-Lead | Don't Know | Don't Know |  |  | No | No | No
LSLI1806 | 213 | Lighthouse Dr | Horseshoe Bay | 78657 |  |  |  | Non-Lead | No | Between 1989 and 2014 |  | Non-Lead | Between 1989 and 2014 |  | Non-Lead | Don't Know | Don't Know |  |  | No | No | No
LSLI1807 | 204 | Lighthouse Dr | Horseshoe Bay | 78657 |  |  |  | Non-Lead | No | After 2014 |  | Non-Lead | After 2014 |  | Non-Lead | No | No |  |  | No | No | No
LSLI1808 | 533 | Lighthouse Dr 1 Lighthouse | Horseshoe Bay | 78657 |  |  |  | Non-Lead | No | Between 1989 and 2014 |  | Non-Lead | Between 1989 and 2014 |  | Non-Lead | Don't Know | Don't Know |  |  | No | No | No
LSLI1809 | 529 | Lighthouse Dr 11 Lighthouse | Horseshoe Bay | 78657 |  |  |  | Non-Lead | No | Between 1989 and 2014 |  | Non-Lead | Between 1989 and 2014 |  | Non-Lead | Don't Know | Don't Know |  |  | No | No | No
LSLI1810 | 530 | Lighthouse Dr 2 Lighthouse | Horseshoe Bay | 78657 |  |  |  | Non-Lead | No | Between 1989 and 2014 |  | Non-Lead | Between 1989 and 2014 |  | Non-Lead | Don't Know | Don't Know |  |  | No | No | No
LSLI1811 | 530 | Lighthouse Dr 4 Lighthouse | Horseshoe Bay | 78657 |  |  |  | Non-Lead | No | Between 1989 and 2014 |  | Non-Lead | Between 1989 and 2014 |  | Non-Lead | Don't Know | Don't Know |  |  | No | No | No
LSLI1812 | 531 | Lighthouse Dr 5 Lighthouse | Horseshoe Bay | 78657 |  |  |  | Non-Lead | No | Between 1989 and 2014 |  | Non-Lead | Between 1989 and 2014 |  | Non-Lead | Don't Know | Don't Know |  |  | No | No | No
LSLI1813 | 531 | Lighthouse Dr 7 Lighthouse | Horseshoe Bay | 78657 |  |  |  | Non-Lead | No | Between 1989 and 2014 |  | Non-Lead | Between 1989 and 2014 |  | Non-Lead | Don't Know | Don't Know |  |  | No | No | No
LSLI1814 | 528 | Lighthouse Dr 8 Lighthouse | Horseshoe Bay | 78657 |  |  |  | Non-Lead | No | Between 1989 and 2014 |  | Non-Lead | Between 1989 and 2014 |  | Non-Lead | Don't Know | Don't Know |  |  | No | No | No
LSLI1815 | 106 | Lighthouse Dr | Horseshoe Bay | 78657 |  |  |  | Non-Lead | No | Between 1989 and 2014 |  | Non-Lead | Between 1989 and 2014 |  | Non-Lead | Don't Know | Don't Know |  |  | No | No | No
LSLI1816 | 1100 | Limestone | Horseshoe Bay | 78657 |  |  |  | Non-Lead | No | Between 1989 and 2014 |  | Non-Lead | Between 1989 and 2014 |  | Non-Lead | Don't Know | Don't Know |  |  | No | No | No
LSLI1817 | 105 | Little Bit | Horseshoe Bay | 78657 |  |  |  | Non-Lead | No | After 2014 |  | Non-Lead | After 2014 |  | Non-Lead | No | No |  |  | No | No | No
LSLI1818 | 106 | Little Bit | Horseshoe Bay | 78657 |  |  |  | Non-Lead | No | After 2014 |  | Non-Lead | After 2014 |  | Non-Lead | No | No |  |  | No | No | No
LSLI1819 | 104 | Little Joe | Horseshoe Bay | 78657 |  |  |  | Non-Lead | No | Between 1989 and 2014 |  | Non-Lead | Between 1989 and 2014 |  | Non-Lead | Don't Know | Don't Know |  |  | No | No | No
LSLI1820 | 504 | Long Branch Rd | Horseshoe Bay | 78657 |  |  |  | Non-Lead | No | After 2014 |  | Non-Lead | After 2014 |  | Non-Lead | No | No |  |  | No | No | No
LSLI1821 | 110 | Long Drive Ct | Horseshoe Bay | 78657 |  |  |  | Non-Lead | No | After 2014 |  | Non-Lead | After 2014 |  | Non-Lead | No | No |  |  | No | No | No
LSLI1822 | 201 | Long Mountain | Horseshoe Bay | 78657 |  |  |  | Non-Lead | No | Between 1989 and 2014 |  | Non-Lead | Between 1989 and 2014 |  | Non-Lead | Don't Know | Don't Know |  |  | No | No | No
LSLI1823 | 209 | Long Mountain | Horseshoe Bay | 78657 |  |  |  | Non-Lead | No | Between 1989 and 2014 |  | Non-Lead | Between 1989 and 2014 |  | Non-Lead | Don't Know | Don't Know |  |  | No | No | No
LSLI1824 | 207 | Long Mountain | Horseshoe Bay | 78657 |  |  |  | Non-Lead | No | Between 1989 and 2014 |  | Non-Lead | Between 1989 and 2014 |  | Non-Lead | Don't Know | Don't Know |  |  | No | No | No
LSLI1825 | 203 | Long Mountain | Horseshoe Bay | 78657 |  |  |  | Non-Lead | No | Between 1989 and 2014 |  | Non-Lead | Between 1989 and 2014 |  | Non-Lead | Don't Know | Don't Know |  |  | No | No | No
LSLI1826 | 103 | Long Mountain | Horseshoe Bay | 78657 |  |  |  | Non-Lead | No | Between 1989 and 2014 |  | Non-Lead | Between 1989 and 2014 |  | Non-Lead | Don't Know | Don't Know |  |  | No | No | No
LSLI1827 | 205 | Long Mountain | Horseshoe Bay | 78657 |  |  |  | Non-Lead | No | Between 1989 and 2014 |  | Non-Lead | Between 1989 and 2014 |  | Non-Lead | Don't Know | Don't Know |  |  | No | No | No
LSLI1828 | 101 | Long Mountain | Horseshoe Bay | 78657 |  |  |  | Non-Lead | No | After 2014 |  | Non-Lead | After 2014 |  | Non-Lead | No | No |  |  | No | No | No
LSLI1829 | 208 | Long Mountain | Horseshoe Bay | 78657 |  |  |  | Non-Lead | No | After 2014 |  | Non-Lead | After 2014 |  | Non-Lead | No | No |  |  | No | No | No
LSLI1830 | 107 | Long Mountain | Horseshoe Bay | 78657 |  |  |  | Non-Lead | No | After 2014 |  | Non-Lead | After 2014 |  | Non-Lead | No | No |  |  | No | No | No
LSLI1831 | 102 | Long Mountain | Horseshoe Bay | 78657 |  |  |  | Non-Lead | No | After 2014 |  | Non-Lead | After 2014 |  | Non-Lead | No | No |  |  | No | No | No
LSLI1832 | 711 | Long Shot | Horseshoe Bay | 78657 |  |  |  | Non-Lead | No | Between 1989 and 2014 |  | Non-Lead | Between 1989 and 2014 |  | Non-Lead | Don't Know | Don't Know |  |  | No | No | No
LSLI1833 | 517 | Long Shot | Horseshoe Bay | 78657 |  |  |  | Non-Lead | No | Between 1989 and 2014 |  | Non-Lead | Between 1989 and 2014 |  | Non-Lead | Don't Know | Don't Know |  |  | No | No | No
LSLI1834 | 600 | Long Shot | Horseshoe Bay | 78657 |  |  |  | Non-Lead | No | Between 1989 and 2014 |  | Non-Lead | Between 1989 and 2014 |  | Non-Lead | Don't Know | Don't Know |  |  | No | No | No
LSLI1835 | 828 | Long Shot | Horseshoe Bay | 78657 |  |  |  | Non-Lead | No | After 2014 |  | Non-Lead | After 2014 |  | Non-Lead | No | No |  |  | No | No | No
LSLI1836 | 602 | Long Shot | Horseshoe Bay | 78657 |  |  |  | Non-Lead | No | After 2014 |  | Non-Lead | After 2014 |  | Non-Lead | No | No |  |  | No | No | No
LSLI1837 | 827 | Long Shot | Horseshoe Bay | 78657 |  |  |  | Non-Lead | No | After 2014 |  | Non-Lead | After 2014 |  | Non-Lead | No | No |  |  | No | No | No
LSLI1838 | 1301 | Long View | Horseshoe Bay | 78657 |  |  |  | Non-Lead | No | Between 1989 and 2014 |  | Non-Lead | Between 1989 and 2014 |  | Non-Lead | Don't Know | Don't Know |  |  | No | No | No
LSLI1839 | 100 | Longhorn | Horseshoe Bay | 78657 |  |  |  | Non-Lead | No | Between 1989 and 2014 |  | Non-Lead | Between 1989 and 2014 |  | Non-Lead | Don't Know | Don't Know |  |  | No | No | No
LSLI1840 | 104 | Longhorn | Horseshoe Bay | 78657 |  |  |  | Non-Lead | No | Between 1989 and 2014 |  | Non-Lead | Between 1989 and 2014 |  | Non-Lead | Don't Know | Don't Know |  |  | No | No | No
LSLI1841 | 207 | Longhorn | Horseshoe Bay | 78657 |  |  |  | Non-Lead | No | Between 1989 and 2014 |  | Non-Lead | Between 1989 and 2014 |  | Non-Lead | Don't Know | Don't Know |  |  | No | No | No
LSLI1842 | 115 | Longhorn | Horseshoe Bay | 78657 |  |  |  | Non-Lead | No | After 2014 |  | Non-Lead | After 2014 |  | Non-Lead | No | No |  |  | No | No | No
LSLI1843 | 110 | Longhorn | Horseshoe Bay | 78657 |  |  |  | Non-Lead | No | After 2014 |  | Non-Lead | After 2014 |  | Non-Lead | No | No |  |  | No | No | No
LSLI1844 | 101 | Lost Buck | Horseshoe Bay | 78657 |  |  |  | Non-Lead | No | After 2014 |  | Non-Lead | After 2014 |  | Non-Lead | No | No |  |  | No | No | No
LSLI1845 | 2004 | Lost Creek | Horseshoe Bay | 78657 |  |  |  | Non-Lead | No | After 2014 |  | Non-Lead | After 2014 |  | Non-Lead | No | No |  |  | No | No | No
LSLI1846 | 402 | Lost Echo 3 Lost Echo | Horseshoe Bay | 78657 |  |  |  | Non-Lead | No | Between 1989 and 2014 |  | Non-Lead | Between 1989 and 2014 |  | Non-Lead | Don't Know | Don't Know |  |  | No | No | No
LSLI1847 | 402 | Lost Echo 4 Lost Echo | Horseshoe Bay | 78657 |  |  |  | Non-Lead | No | Between 1989 and 2014 |  | Non-Lead | Between 1989 and 2014 |  | Non-Lead | Don't Know | Don't Know |  |  | No | No | No
LSLI1848 | 402 | Lost Echo 5 Lost Echo | Horseshoe Bay | 78657 |  |  |  | Non-Lead | No | Between 1989 and 2014 |  | Non-Lead | Between 1989 and 2014 |  | Non-Lead | Don't Know | Don't Know |  |  | No | No | No
LSLI1849 | 402 | Lost Echo 7 Lost Echo | Horseshoe Bay | 78657 |  |  |  | Non-Lead | No | Between 1989 and 2014 |  | Non-Lead | Between 1989 and 2014 |  | Non-Lead | Don't Know | Don't Know |  |  | No | No | No
LSLI1850 | 402 | Lost Echo 8 Lost Echo | Horseshoe Bay | 78657 |  |  |  | Non-Lead | No | Between 1989 and 2014 |  | Non-Lead | Between 1989 and 2014 |  | Non-Lead | Don't Know | Don't Know |  |  | No | No | No
LSLI1851 | 109 | Lost Nugget | Horseshoe Bay | 78657 |  |  |  | Non-Lead | No | After 2014 |  | Non-Lead | After 2014 |  | Non-Lead | No | No |  |  | No | No | No
LSLI1852 | 131 | Lost Nugget | Horseshoe Bay | 78657 |  |  |  | Non-Lead | No | After 2014 |  | Non-Lead | After 2014 |  | Non-Lead | No | No |  |  | No | No | No
LSLI1853 | 140 | Lost Nugget | Horseshoe Bay | 78657 |  |  |  | Non-Lead | No | After 2014 |  | Non-Lead | After 2014 |  | Non-Lead | No | No |  |  | No | No | No
LSLI1854 | 115 | Lost Spur | Horseshoe Bay | 78657 |  |  |  | Non-Lead | No | Between 1989 and 2014 |  | Non-Lead | Between 1989 and 2014 |  | Non-Lead | Don't Know | Don't Know |  |  | No | No | No
LSLI1855 | 100 | Lost Spur | Horseshoe Bay | 78657 |  |  |  | Non-Lead | No | Between 1989 and 2014 |  | Non-Lead | Between 1989 and 2014 |  | Non-Lead | Don't Know | Don't Know |  |  | No | No | No
LSLI1856 | 116 | Lost Spur | Horseshoe Bay | 78657 |  |  |  | Non-Lead | No | Between 1989 and 2014 |  | Non-Lead | Between 1989 and 2014 |  | Non-Lead | Don't Know | Don't Know |  |  | No | No | No
LSLI1857 | 114 | Lost Spur | Horseshoe Bay | 78657 |  |  |  | Non-Lead | No | Between 1989 and 2014 |  | Non-Lead | Between 1989 and 2014 |  | Non-Lead | Don't Know | Don't Know |  |  | No | No | No
LSLI1858 | 123 | Lost Spur 2 | Horseshoe Bay | 78657 |  |  |  | Non-Lead | No | Between 1989 and 2014 |  | Non-Lead | Between 1989 and 2014 |  | Non-Lead | Don't Know | Don't Know |  |  | No | No | No
LSLI1859 | 123 | Lost Spur 1 | Horseshoe Bay | 78657 |  |  |  | Non-Lead | No | Between 1989 and 2014 |  | Non-Lead | Between 1989 and 2014 |  | Non-Lead | Don't Know | Don't Know |  |  | No | No | No
LSLI1860 | 117 | Lost Spur 1 Parkridge | Horseshoe Bay | 78657 |  |  |  | Non-Lead | No | Between 1989 and 2014 |  | Non-Lead | Between 1989 and 2014 |  | Non-Lead | Don't Know | Don't Know |  |  | No | No | No
LSLI1861 | 111 | Lost Spur 1 Slick Rock | Horseshoe Bay | 78657 |  |  |  | Non-Lead | No | Between 1989 and 2014 |  | Non-Lead | Between 1989 and 2014 |  | Non-Lead | Don't Know | Don't Know |  |  | No | No | No
LSLI1862 | 111 | Lost Spur 15 Slick Rock | Horseshoe Bay | 78657 |  |  |  | Non-Lead | No | Between 1989 and 2014 |  | Non-Lead | Between 1989 and 2014 |  | Non-Lead | Don't Know | Don't Know |  |  | No | No | No
LSLI1863 | 121 | Lost Spur 2 Sandtrap | Horseshoe Bay | 78657 |  |  |  | Non-Lead | No | Between 1989 and 2014 |  | Non-Lead | Between 1989 and 2014 |  | Non-Lead | Don't Know | Don't Know |  |  | No | No | No
LSLI1864 | 117 | Lost Spur 3 Parkridge | Horseshoe Bay | 78657 |  |  |  | Non-Lead | No | Between 1989 and 2014 |  | Non-Lead | Between 1989 and 2014 |  | Non-Lead | Don't Know | Don't Know |  |  | No | No | No
LSLI1865 | 111 | Lost Spur 3 Slick Rock | Horseshoe Bay | 78657 |  |  |  | Non-Lead | No | Between 1989 and 2014 |  | Non-Lead | Between 1989 and 2014 |  | Non-Lead | Don't Know | Don't Know |  |  | No | No | No
LSLI1866 | 123 | Lost Spur 5 | Horseshoe Bay | 78657 |  |  |  | Non-Lead | No | Between 1989 and 2014 |  | Non-Lead | Between 1989 and 2014 |  | Non-Lead | Don't Know | Don't Know |  |  | No | No | No
LSLI1867 | 117 | Lost Spur 5 Parkridge | Horseshoe Bay | 78657 |  |  |  | Non-Lead | No | Between 1989 and 2014 |  | Non-Lead | Between 1989 and 2014 |  | Non-Lead | Don't Know | Don't Know |  |  | No | No | No
LSLI1868 | 111 | Lost Spur 5 Slick Rock | Horseshoe Bay | 78657 |  |  |  | Non-Lead | No | Between 1989 and 2014 |  | Non-Lead | Between 1989 and 2014 |  | Non-Lead | Don't Know | Don't Know |  |  | No | No | No
LSLI1869 | 121 | Lost Spur 6 Sandtrap | Horseshoe Bay | 78657 |  |  |  | Non-Lead | No | Between 1989 and 2014 |  | Non-Lead | Between 1989 and 2014 |  | Non-Lead | Don't Know | Don't Know |  |  | No | No | No
LSLI1870 | 123 | Lost Spur 7 | Horseshoe Bay | 78657 |  |  |  | Non-Lead | No | Between 1989 and 2014 |  | Non-Lead | Between 1989 and 2014 |  | Non-Lead | Don't Know | Don't Know |  |  | No | No | No
LSLI1871 | 117 | Lost Spur 7 Park Ridge | Horseshoe Bay | 78657 |  |  |  | Non-Lead | No | Between 1989 and 2014 |  | Non-Lead | Between 1989 and 2014 |  | Non-Lead | Don't Know | Don't Know |  |  | No | No | No
LSLI1872 | 119 | Lost Spur A Fairway Manor | Horseshoe Bay | 78657 |  |  |  | Non-Lead | No | Between 1989 and 2014 |  | Non-Lead | Between 1989 and 2014 |  | Non-Lead | Don't Know | Don't Know |  |  | No | No | No
LSLI1873 | 119 | Lost Spur C Fairway Manor | Horseshoe Bay | 78657 |  |  |  | Non-Lead | No | Between 1989 and 2014 |  | Non-Lead | Between 1989 and 2014 |  | Non-Lead | Don't Know | Don't Know |  |  | No | No | No
LSLI1874 | 119 | Lost Spur Fairway Manor | Horseshoe Bay | 78657 |  |  |  | Non-Lead | No | Between 1989 and 2014 |  | Non-Lead | Between 1989 and 2014 |  | Non-Lead | Don't Know | Don't Know |  |  | No | No | No
LSLI1875 | 117 | Lost Squaw | Horseshoe Bay | 78657 |  |  |  | Non-Lead | No | After 2014 |  | Non-Lead | After 2014 |  | Non-Lead | No | No |  |  | No | No | No
LSLI1876 | 120 | Lost Squaw | Horseshoe Bay | 78657 |  |  |  | Non-Lead | No | After 2014 |  | Non-Lead | After 2014 |  | Non-Lead | No | No |  |  | No | No | No
LSLI1877 | 118 | Lucia Ct | Horseshoe Bay | 78657 |  |  |  | Non-Lead | No | After 2014 |  | Non-Lead | After 2014 |  | Non-Lead | No | No |  |  | No | No | No
LSLI1878 | 122 | Lucia Ct | Horseshoe Bay | 78657 |  |  |  | Non-Lead | No | After 2014 |  | Non-Lead | After 2014 |  | Non-Lead | No | No |  |  | No | No | No
LSLI1879 | 100 | Lucia Ct | Horseshoe Bay | 78657 |  |  |  | Non-Lead | No | After 2014 |  | Non-Lead | After 2014 |  | Non-Lead | No | No |  |  | No | No | No
LSLI1880 | 104 | Lucia Ct | Horseshoe Bay | 78657 |  |  |  | Non-Lead | No | After 2014 |  | Non-Lead | After 2014 |  | Non-Lead | No | No |  |  | No | No | No
LSLI1881 | 126 | Lucia Ct | Horseshoe Bay | 78657 |  |  |  | Non-Lead | No | After 2014 |  | Non-Lead | After 2014 |  | Non-Lead | No | No |  |  | No | No | No
LSLI1882 | 134 | Lucia Ct | Horseshoe Bay | 78657 |  |  |  | Non-Lead | No | After 2014 |  | Non-Lead | After 2014 |  | Non-Lead | No | No |  |  | No | No | No
LSLI1883 | 130 | Lucia Ct | Horseshoe Bay | 78657 |  |  |  | Non-Lead | No | After 2014 |  | Non-Lead | After 2014 |  | Non-Lead | No | No |  |  | No | No | No
LSLI1884 | 110 | Lucia Ct | Horseshoe Bay | 78657 |  |  |  | Non-Lead | No | After 2014 |  | Non-Lead | After 2014 |  | Non-Lead | No | No |  |  | No | No | No
LSLI1885 | 106 | Lucia Ct | Horseshoe Bay | 78657 |  |  |  | Non-Lead | No | After 2014 |  | Non-Lead | After 2014 |  | Non-Lead | No | No |  |  | No | No | No
LSLI1886 | 319 | Lucy Ln | Horseshoe Bay | 78657 |  |  |  | Non-Lead | No | Between 1989 and 2014 |  | Non-Lead | Between 1989 and 2014 |  | Non-Lead | Don't Know | Don't Know |  |  | No | No | No
LSLI1887 | 316 | Lucy Ln | Horseshoe Bay | 78657 |  |  |  | Non-Lead | No | Between 1989 and 2014 |  | Non-Lead | Between 1989 and 2014 |  | Non-Lead | Don't Know | Don't Know |  |  | No | No | No
LSLI1888 | 317 | Lucy Ln | Horseshoe Bay | 78657 |  |  |  | Non-Lead | No | Between 1989 and 2014 |  | Non-Lead | Between 1989 and 2014 |  | Non-Lead | Don't Know | Don't Know |  |  | No | No | No
LSLI1889 | 520 | Lucy Ln | Horseshoe Bay | 78657 |  |  |  | Non-Lead | No | Between 1989 and 2014 |  | Non-Lead | Between 1989 and 2014 |  | Non-Lead | Don't Know | Don't Know |  |  | No | No | No
LSLI1890 | 315 | Lucy Ln | Horseshoe Bay | 78657 |  |  |  | Non-Lead | No | Between 1989 and 2014 |  | Non-Lead | Between 1989 and 2014 |  | Non-Lead | Don't Know | Don't Know |  |  | No | No | No
LSLI1891 | 404 | Lucy Ln | Horseshoe Bay | 78657 |  |  |  | Non-Lead | No | Between 1989 and 2014 |  | Non-Lead | Between 1989 and 2014 |  | Non-Lead | Don't Know | Don't Know |  |  | No | No | No
LSLI1892 | 403 | Lucy Ln | Horseshoe Bay | 78657 |  |  |  | Non-Lead | No | Between 1989 and 2014 |  | Non-Lead | Between 1989 and 2014 |  | Non-Lead | Don't Know | Don't Know |  |  | No | No | No
LSLI1893 | 514 | Lucy Ln | Horseshoe Bay | 78657 |  |  |  | Non-Lead | No | Between 1989 and 2014 |  | Non-Lead | Between 1989 and 2014 |  | Non-Lead | Don't Know | Don't Know |  |  | No | No | No
LSLI1894 | 504 | Lucy Ln | Horseshoe Bay | 78657 |  |  |  | Non-Lead | No | Between 1989 and 2014 |  | Non-Lead | Between 1989 and 2014 |  | Non-Lead | Don't Know | Don't Know |  |  | No | No | No
LSLI1895 | 411 | Lucy Ln | Horseshoe Bay | 78657 |  |  |  | Non-Lead | No | Between 1989 and 2014 |  | Non-Lead | Between 1989 and 2014 |  | Non-Lead | Don't Know | Don't Know |  |  | No | No | No
LSLI1896 | 516 | Lucy Ln | Horseshoe Bay | 78657 |  |  |  | Non-Lead | No | Between 1989 and 2014 |  | Non-Lead | Between 1989 and 2014 |  | Non-Lead | Don't Know | Don't Know |  |  | No | No | No
LSLI1897 | 401 | Lucy Ln | Horseshoe Bay | 78657 |  |  |  | Non-Lead | No | Between 1989 and 2014 |  | Non-Lead | Between 1989 and 2014 |  | Non-Lead | Don't Know | Don't Know |  |  | No | No | No
LSLI1898 | 307 | Lucy Ln | Horseshoe Bay | 78657 |  |  |  | Non-Lead | No | Between 1989 and 2014 |  | Non-Lead | Between 1989 and 2014 |  | Non-Lead | Don't Know | Don't Know |  |  | No | No | No
LSLI1899 | 409 | Lucy Ln | Horseshoe Bay | 78657 |  |  |  | Non-Lead | No | Between 1989 and 2014 |  | Non-Lead | Between 1989 and 2014 |  | Non-Lead | Don't Know | Don't Know |  |  | No | No | No
LSLI1900 | 510 | Lucy Ln | Horseshoe Bay | 78657 |  |  |  | Non-Lead | No | Between 1989 and 2014 |  | Non-Lead | Between 1989 and 2014 |  | Non-Lead | Don't Know | Don't Know |  |  | No | No | No
LSLI1901 | 320 | Lucy Ln | Horseshoe Bay | 78657 |  |  |  | Non-Lead | No | Between 1989 and 2014 |  | Non-Lead | Between 1989 and 2014 |  | Non-Lead | Don't Know | Don't Know |  |  | No | No | No
LSLI1902 | 415 | Lucy Ln | Horseshoe Bay | 78657 |  |  |  | Non-Lead | No | Between 1989 and 2014 |  | Non-Lead | Between 1989 and 2014 |  | Non-Lead | Don't Know | Don't Know |  |  | No | No | No
LSLI1903 | 413 | Lucy Ln | Horseshoe Bay | 78657 |  |  |  | Non-Lead | No | Between 1989 and 2014 |  | Non-Lead | Between 1989 and 2014 |  | Non-Lead | Don't Know | Don't Know |  |  | No | No | No
LSLI1904 | 506 | Lucy Ln | Horseshoe Bay | 78657 |  |  |  | Non-Lead | No | Between 1989 and 2014 |  | Non-Lead | Between 1989 and 2014 |  | Non-Lead | Don't Know | Don't Know |  |  | No | No | No
LSLI1905 | 308 | Lucy Ln | Horseshoe Bay | 78657 |  |  |  | Non-Lead | No | Between 1989 and 2014 |  | Non-Lead | Between 1989 and 2014 |  | Non-Lead | Don't Know | Don't Know |  |  | No | No | No
LSLI1906 | 400 | Lucy Ln | Horseshoe Bay | 78657 |  |  |  | Non-Lead | No | Between 1989 and 2014 |  | Non-Lead | Between 1989 and 2014 |  | Non-Lead | Don't Know | Don't Know |  |  | No | No | No
LSLI1907 | 405 | Lucy Ln | Horseshoe Bay | 78657 |  |  |  | Non-Lead | No | After 2014 |  | Non-Lead | After 2014 |  | Non-Lead | No | No |  |  | No | No | No
LSLI1908 | 407 | Lucy Ln | Horseshoe Bay | 78657 |  |  |  | Non-Lead | No | After 2014 |  | Non-Lead | After 2014 |  | Non-Lead | No | No |  |  | No | No | No
LSLI1909 | 300 | Lucy Ln 2 Crestview | Horseshoe Bay | 78657 |  |  |  | Non-Lead | No | Between 1989 and 2014 |  | Non-Lead | Between 1989 and 2014 |  | Non-Lead | Don't Know | Don't Know |  |  | No | No | No
LSLI1910 | 300 | Lucy Ln 4 Crestview | Horseshoe Bay | 78657 |  |  |  | Non-Lead | No | Between 1989 and 2014 |  | Non-Lead | Between 1989 and 2014 |  | Non-Lead | Don't Know | Don't Know |  |  | No | No | No
LSLI1911 | 302 | Lucy Ln | Horseshoe Bay | 78657 |  |  |  | Non-Lead | No | Between 1989 and 2014 |  | Non-Lead | Between 1989 and 2014 |  | Non-Lead | Don't Know | Don't Know |  |  | No | No | No
LSLI1912 | 306 | Lucy Ln | Horseshoe Bay | 78657 |  |  |  | Non-Lead | No | After 2014 |  | Non-Lead | After 2014 |  | Non-Lead | No | No |  |  | No | No | No
LSLI1913 | 1403 | Mallard | Horseshoe Bay | 78657 |  |  |  | Non-Lead | No | After 2014 |  | Non-Lead | After 2014 |  | Non-Lead | No | No |  |  | No | No | No
LSLI1914 | 104 | Maravilla Way | Horseshoe Bay | 78657 |  |  |  | Non-Lead | No | Between 1989 and 2014 |  | Non-Lead | Between 1989 and 2014 |  | Non-Lead | Don't Know | Don't Know |  |  | No | No | No
LSLI1915 | 105 | Maravilla Way | Horseshoe Bay | 78657 |  |  |  | Non-Lead | No | Between 1989 and 2014 |  | Non-Lead | Between 1989 and 2014 |  | Non-Lead | Don't Know | Don't Know |  |  | No | No | No
LSLI1916 | 101 | Maravilla Way | Horseshoe Bay | 78657 |  |  |  | Non-Lead | No | Between 1989 and 2014 |  | Non-Lead | Between 1989 and 2014 |  | Non-Lead | Don't Know | Don't Know |  |  | No | No | No
LSLI1917 | 102 | Maravilla Way | Horseshoe Bay | 78657 |  |  |  | Non-Lead | No | Between 1989 and 2014 |  | Non-Lead | Between 1989 and 2014 |  | Non-Lead | Don't Know | Don't Know |  |  | No | No | No
LSLI1918 | 106 | Maravilla Way | Horseshoe Bay | 78657 |  |  |  | Non-Lead | No | Between 1989 and 2014 |  | Non-Lead | Between 1989 and 2014 |  | Non-Lead | Don't Know | Don't Know |  |  | No | No | No
LSLI1919 | 103 | Maravilla Way | Horseshoe Bay | 78657 |  |  |  | Non-Lead | No | Between 1989 and 2014 |  | Non-Lead | Between 1989 and 2014 |  | Non-Lead | Don't Know | Don't Know |  |  | No | No | No
LSLI1920 | 104 | Marlin | Horseshoe Bay | 78657 |  |  |  | Non-Lead | No | Between 1989 and 2014 |  | Non-Lead | Between 1989 and 2014 |  | Non-Lead | Don't Know | Don't Know |  |  | No | No | No
LSLI1921 | 107 | Marlin | Horseshoe Bay | 78657 |  |  |  | Non-Lead | No | Between 1989 and 2014 |  | Non-Lead | Between 1989 and 2014 |  | Non-Lead | Don't Know | Don't Know |  |  | No | No | No
LSLI1922 | 108 | Marlin | Horseshoe Bay | 78657 |  |  |  | Non-Lead | No | Between 1989 and 2014 |  | Non-Lead | Between 1989 and 2014 |  | Non-Lead | Don't Know | Don't Know |  |  | No | No | No
LSLI1923 | 110 | Marlin | Horseshoe Bay | 78657 |  |  |  | Non-Lead | No | After 2014 |  | Non-Lead | After 2014 |  | Non-Lead | No | No |  |  | No | No | No
LSLI1924 | 101 | Mason Ct | Horseshoe Bay | 78657 |  |  |  | Non-Lead | No | Between 1989 and 2014 |  | Non-Lead | Between 1989 and 2014 |  | Non-Lead | Don't Know | Don't Know |  |  | No | No | No
LSLI1925 | 104 | Mason Ct | Horseshoe Bay | 78657 |  |  |  | Non-Lead | No | Between 1989 and 2014 |  | Non-Lead | Between 1989 and 2014 |  | Non-Lead | Don't Know | Don't Know |  |  | No | No | No
LSLI1926 | 105 | Mason Ct | Horseshoe Bay | 78657 |  |  |  | Non-Lead | No | Between 1989 and 2014 |  | Non-Lead | Between 1989 and 2014 |  | Non-Lead | Don't Know | Don't Know |  |  | No | No | No
LSLI1927 | 103 | Mason Ct | Horseshoe Bay | 78657 |  |  |  | Non-Lead | No | Between 1989 and 2014 |  | Non-Lead | Between 1989 and 2014 |  | Non-Lead | Don't Know | Don't Know |  |  | No | No | No
LSLI1928 | 305 | Matern Court | Horseshoe Bay | 78657 |  |  |  | Non-Lead | No | After 2014 |  | Non-Lead | After 2014 |  | Non-Lead | No | No |  |  | No | No | No
LSLI1929 | 406 | Matern Court | Horseshoe Bay | 78657 |  |  |  | Non-Lead | No | After 2014 |  | Non-Lead | After 2014 |  | Non-Lead | No | No |  |  | No | No | No
LSLI1930 | 404 | Matern Court | Horseshoe Bay | 78657 |  |  |  | Non-Lead | No | Between 1989 and 2014 |  | Non-Lead | Between 1989 and 2014 |  | Non-Lead | Don't Know | Don't Know |  |  | No | No | No
LSLI1931 | 101 | Matern Court | Horseshoe Bay | 78657 |  |  |  | Non-Lead | No | Between 1989 and 2014 |  | Non-Lead | Between 1989 and 2014 |  | Non-Lead | Don't Know | Don't Know |  |  | No | No | No
LSLI1932 | 301 | Matern Court | Horseshoe Bay | 78657 |  |  |  | Non-Lead | No | Between 1989 and 2014 |  | Non-Lead | Between 1989 and 2014 |  | Non-Lead | Don't Know | Don't Know |  |  | No | No | No
LSLI1933 | 314 | Matern Court | Horseshoe Bay | 78657 |  |  |  | Non-Lead | No | Between 1989 and 2014 |  | Non-Lead | Between 1989 and 2014 |  | Non-Lead | Don't Know | Don't Know |  |  | No | No | No
LSLI1934 | 414 | Matern Court | Horseshoe Bay | 78657 |  |  |  | Non-Lead | No | Between 1989 and 2014 |  | Non-Lead | Between 1989 and 2014 |  | Non-Lead | Don't Know | Don't Know |  |  | No | No | No
LSLI1935 | 410 | Matern Court | Horseshoe Bay | 78657 |  |  |  | Non-Lead | No | Between 1989 and 2014 |  | Non-Lead | Between 1989 and 2014 |  | Non-Lead | Don't Know | Don't Know |  |  | No | No | No
LSLI1936 | 103 | Matern Court | Horseshoe Bay | 78657 |  |  |  | Non-Lead | No | Between 1989 and 2014 |  | Non-Lead | Between 1989 and 2014 |  | Non-Lead | Don't Know | Don't Know |  |  | No | No | No
LSLI1937 | 402 | Matern Court | Horseshoe Bay | 78657 |  |  |  | Non-Lead | No | Between 1989 and 2014 |  | Non-Lead | Between 1989 and 2014 |  | Non-Lead | Don't Know | Don't Know |  |  | No | No | No
LSLI1938 | 415 | Matern Court | Horseshoe Bay | 78657 |  |  |  | Non-Lead | No | Between 1989 and 2014 |  | Non-Lead | Between 1989 and 2014 |  | Non-Lead | Don't Know | Don't Know |  |  | No | No | No
LSLI1939 | 310 | Matern Court | Horseshoe Bay | 78657 |  |  |  | Non-Lead | No | Between 1989 and 2014 |  | Non-Lead | Between 1989 and 2014 |  | Non-Lead | Don't Know | Don't Know |  |  | No | No | No
LSLI1940 | 403 | Matern Court | Horseshoe Bay | 78657 |  |  |  | Non-Lead | No | Between 1989 and 2014 |  | Non-Lead | Between 1989 and 2014 |  | Non-Lead | Don't Know | Don't Know |  |  | No | No | No
LSLI1941 | 401 | Matern Court | Horseshoe Bay | 78657 |  |  |  | Non-Lead | No | After 2014 |  | Non-Lead | After 2014 |  | Non-Lead | No | No |  |  | No | No | No
LSLI1942 | 407 | Matern Court | Horseshoe Bay | 78657 |  |  |  | Non-Lead | No | After 2014 |  | Non-Lead | After 2014 |  | Non-Lead | No | No |  |  | No | No | No
LSLI1943 | 400 | Matern Court | Horseshoe Bay | 78657 |  |  |  | Non-Lead | No | After 2014 |  | Non-Lead | After 2014 |  | Non-Lead | No | No |  |  | No | No | No
LSLI1944 | 315 | Matern Court | Horseshoe Bay | 78657 |  |  |  | Non-Lead | No | After 2014 |  | Non-Lead | After 2014 |  | Non-Lead | No | No |  |  | No | No | No
LSLI1945 | 102 | Matern Court | Horseshoe Bay | 78657 |  |  |  | Non-Lead | No | After 2014 |  | Non-Lead | After 2014 |  | Non-Lead | No | No |  |  | No | No | No
LSLI1946 | 419 | Matern Court | Horseshoe Bay | 78657 |  |  |  | Non-Lead | No | Between 1989 and 2014 |  | Non-Lead | Between 1989 and 2014 |  | Non-Lead | Don't Know | Don't Know |  |  | No | No | No
LSLI1947 | 312 | Matern Court | Horseshoe Bay | 78657 |  |  |  | Non-Lead | No | After 2014 |  | Non-Lead | After 2014 |  | Non-Lead | No | No |  |  | No | No | No
LSLI1948 | 215 | Maverick Circle | Horseshoe Bay | 78657 |  |  |  | Non-Lead | No | After 2014 |  | Non-Lead | After 2014 |  | Non-Lead | No | No |  |  | No | No | No
LSLI1949 | 310 | Mayapple | Horseshoe Bay | 78657 |  |  |  | Non-Lead | No | After 2014 |  | Non-Lead | After 2014 |  | Non-Lead | No | No |  |  | No | No | No
LSLI1950 | 209 | Mayapple | Horseshoe Bay | 78657 |  |  |  | Non-Lead | No | After 2014 |  | Non-Lead | After 2014 |  | Non-Lead | No | No |  |  | No | No | No
LSLI1951 | 420 | Mayapple | Horseshoe Bay | 78657 |  |  |  | Non-Lead | No | After 2014 |  | Non-Lead | After 2014 |  | Non-Lead | No | No |  |  | No | No | No
LSLI1952 | 306 | Mayapple | Horseshoe Bay | 78657 |  |  |  | Non-Lead | No | After 2014 |  | Non-Lead | After 2014 |  | Non-Lead | No | No |  |  | No | No | No
LSLI1953 | 428 | Mayapple | Horseshoe Bay | 78657 |  |  |  | Non-Lead | No | After 2014 |  | Non-Lead | After 2014 |  | Non-Lead | No | No |  |  | No | No | No
LSLI1954 | 417 | Mayapple | Horseshoe Bay | 78657 |  |  |  | Non-Lead | No | After 2014 |  | Non-Lead | After 2014 |  | Non-Lead | No | No |  |  | No | No | No
LSLI1955 | 401 | Mayapple | Horseshoe Bay | 78657 |  |  |  | Non-Lead | No | After 2014 |  | Non-Lead | After 2014 |  | Non-Lead | No | No |  |  | No | No | No
LSLI1956 | 411 | Mayapple | Horseshoe Bay | 78657 |  |  |  | Non-Lead | No | After 2014 |  | Non-Lead | After 2014 |  | Non-Lead | No | No |  |  | No | No | No
LSLI1957 | 403 | Mayapple | Horseshoe Bay | 78657 |  |  |  | Non-Lead | No | After 2014 |  | Non-Lead | After 2014 |  | Non-Lead | No | No |  |  | No | No | No
LSLI1958 | 404 | Mayapple | Horseshoe Bay | 78657 |  |  |  | Non-Lead | No | After 2014 |  | Non-Lead | After 2014 |  | Non-Lead | No | No |  |  | No | No | No
LSLI1959 | 421 | Mayapple | Horseshoe Bay | 78657 |  |  |  | Non-Lead | No | After 2014 |  | Non-Lead | After 2014 |  | Non-Lead | No | No |  |  | No | No | No
LSLI1960 | 425 | Mayapple | Horseshoe Bay | 78657 |  |  |  | Non-Lead | No | After 2014 |  | Non-Lead | After 2014 |  | Non-Lead | No | No |  |  | No | No | No
LSLI1961 | 309 | Mayapple | Horseshoe Bay | 78657 |  |  |  | Non-Lead | No | After 2014 |  | Non-Lead | After 2014 |  | Non-Lead | No | No |  |  | No | No | No
LSLI1962 | 213 | Mayapple | Horseshoe Bay | 78657 |  |  |  | Non-Lead | No | After 2014 |  | Non-Lead | After 2014 |  | Non-Lead | No | No |  |  | No | No | No
LSLI1963 | 305 | Mayapple | Horseshoe Bay | 78657 |  |  |  | Non-Lead | No | After 2014 |  | Non-Lead | After 2014 |  | Non-Lead | No | No |  |  | No | No | No
LSLI1964 | 400 | Mayapple | Horseshoe Bay | 78657 |  |  |  | Non-Lead | No | After 2014 |  | Non-Lead | After 2014 |  | Non-Lead | No | No |  |  | No | No | No
LSLI1965 | 405 | Mayapple | Horseshoe Bay | 78657 |  |  |  | Non-Lead | No | After 2014 |  | Non-Lead | After 2014 |  | Non-Lead | No | No |  |  | No | No | No
LSLI1966 | 412 | Mayapple | Horseshoe Bay | 78657 |  |  |  | Non-Lead | No | After 2014 |  | Non-Lead | After 2014 |  | Non-Lead | No | No |  |  | No | No | No
LSLI1967 | 429 | Mayapple | Horseshoe Bay | 78657 |  |  |  | Non-Lead | No | After 2014 |  | Non-Lead | After 2014 |  | Non-Lead | No | No |  |  | No | No | No
LSLI1968 | 409 | Mayapple | Horseshoe Bay | 78657 |  |  |  | Non-Lead | No | After 2014 |  | Non-Lead | After 2014 |  | Non-Lead | No | No |  |  | No | No | No
LSLI1969 | 307 | Mayapple | Horseshoe Bay | 78657 |  |  |  | Non-Lead | No | After 2014 |  | Non-Lead | After 2014 |  | Non-Lead | No | No |  |  | No | No | No
LSLI1970 | 416 | Mayapple | Horseshoe Bay | 78657 |  |  |  | Non-Lead | No | After 2014 |  | Non-Lead | After 2014 |  | Non-Lead | No | No |  |  | No | No | No
LSLI1971 | 424 | Mayapple | Horseshoe Bay | 78657 |  |  |  | Non-Lead | No | After 2014 |  | Non-Lead | After 2014 |  | Non-Lead | No | No |  |  | No | No | No
LSLI1972 | 305 | Mayapple | Horseshoe Bay | 78657 |  |  |  | Non-Lead | No | After 2014 |  | Non-Lead | After 2014 |  | Non-Lead | No | No |  |  | No | No | No
LSLI1973 | 205 | Mayapple | Horseshoe Bay | 78657 |  |  |  | Non-Lead | No | After 2014 |  | Non-Lead | After 2014 |  | Non-Lead | No | No |  |  | No | No | No
LSLI1974 | 408 | Mayapple | Horseshoe Bay | 78657 |  |  |  | Non-Lead | No | After 2014 |  | Non-Lead | After 2014 |  | Non-Lead | No | No |  |  | No | No | No
LSLI1975 | 311 | Mayapple | Horseshoe Bay | 78657 |  |  |  | Non-Lead | No | After 2014 |  | Non-Lead | After 2014 |  | Non-Lead | No | No |  |  | No | No | No
LSLI1976 | 113 | Meadow Beauty | Horseshoe Bay | 78657 |  |  |  | Non-Lead | No | After 2014 |  | Non-Lead | After 2014 |  | Non-Lead | No | No |  |  | No | No | No
LSLI1977 | 101 | Meadow Beauty | Horseshoe Bay | 78657 |  |  |  | Non-Lead | No | After 2014 |  | Non-Lead | After 2014 |  | Non-Lead | No | No |  |  | No | No | No
LSLI1978 | 104 | Meadow Beauty | Horseshoe Bay | 78657 |  |  |  | Non-Lead | No | After 2014 |  | Non-Lead | After 2014 |  | Non-Lead | No | No |  |  | No | No | No
LSLI1979 | 105 | Meadow Beauty | Horseshoe Bay | 78657 |  |  |  | Non-Lead | No | After 2014 |  | Non-Lead | After 2014 |  | Non-Lead | No | No |  |  | No | No | No
LSLI1980 | 116 | Medici Cove | Horseshoe Bay | 78657 |  |  |  | Non-Lead | No | After 2014 |  | Non-Lead | After 2014 |  | Non-Lead | No | No |  |  | No | No | No
LSLI1981 | 108 | Medici Cove | Horseshoe Bay | 78657 |  |  |  | Non-Lead | No | After 2014 |  | Non-Lead | After 2014 |  | Non-Lead | No | No |  |  | No | No | No
LSLI1982 | 118 | Medici Cove | Horseshoe Bay | 78657 |  |  |  | Non-Lead | No | After 2014 |  | Non-Lead | After 2014 |  | Non-Lead | No | No |  |  | No | No | No
LSLI1983 | 111 | Medici Cove | Horseshoe Bay | 78657 |  |  |  | Non-Lead | No | After 2014 |  | Non-Lead | After 2014 |  | Non-Lead | No | No |  |  | No | No | No
LSLI1984 | 112 | Medici Cove | Horseshoe Bay | 78657 |  |  |  | Non-Lead | No | After 2014 |  | Non-Lead | After 2014 |  | Non-Lead | No | No |  |  | No | No | No
LSLI1985 | 107 | Medici Cove | Horseshoe Bay | 78657 |  |  |  | Non-Lead | No | After 2014 |  | Non-Lead | After 2014 |  | Non-Lead | No | No |  |  | No | No | No
LSLI1986 | 104 | Medici Cove | Horseshoe Bay | 78657 |  |  |  | Non-Lead | No | After 2014 |  | Non-Lead | After 2014 |  | Non-Lead | No | No |  |  | No | No | No
LSLI1987 | 110 | Megan Ln | Horseshoe Bay | 78657 |  |  |  | Non-Lead | No | After 2014 |  | Non-Lead | After 2014 |  | Non-Lead | No | No |  |  | No | No | No
LSLI1988 | 104 | Megan Ln | Horseshoe Bay | 78657 |  |  |  | Non-Lead | No | After 2014 |  | Non-Lead | After 2014 |  | Non-Lead | No | No |  |  | No | No | No
LSLI1989 | 108 | Megan Ln | Horseshoe Bay | 78657 |  |  |  | Non-Lead | No | Between 1989 and 2014 |  | Non-Lead | Between 1989 and 2014 |  | Non-Lead | Don't Know | Don't Know |  |  | No | No | No
LSLI1990 | 101 | Megan Ln | Horseshoe Bay | 78657 |  |  |  | Non-Lead | No | Between 1989 and 2014 |  | Non-Lead | Between 1989 and 2014 |  | Non-Lead | Don't Know | Don't Know |  |  | No | No | No
LSLI1991 | 107 | Megan Ln | Horseshoe Bay | 78657 |  |  |  | Non-Lead | No | Between 1989 and 2014 |  | Non-Lead | Between 1989 and 2014 |  | Non-Lead | Don't Know | Don't Know |  |  | No | No | No
LSLI1992 | 100 | Megan Ln | Horseshoe Bay | 78657 |  |  |  | Non-Lead | No | Between 1989 and 2014 |  | Non-Lead | Between 1989 and 2014 |  | Non-Lead | Don't Know | Don't Know |  |  | No | No | No
LSLI1993 | 103 | Menard Ct | Horseshoe Bay | 78657 |  |  |  | Non-Lead | No | After 2014 |  | Non-Lead | After 2014 |  | Non-Lead | No | No |  |  | No | No | No
LSLI1994 | 100 | Menard Ct | Horseshoe Bay | 78657 |  |  |  | Non-Lead | No | After 2014 |  | Non-Lead | After 2014 |  | Non-Lead | No | No |  |  | No | No | No
LSLI1995 | 105 | Menard Ct | Horseshoe Bay | 78657 |  |  |  | Non-Lead | No | After 2014 |  | Non-Lead | After 2014 |  | Non-Lead | No | No |  |  | No | No | No
LSLI1996 | 106 | Milagro | Horseshoe Bay | 78657 |  |  |  | Non-Lead | No | Between 1989 and 2014 |  | Non-Lead | Between 1989 and 2014 |  | Non-Lead | Don't Know | Don't Know |  |  | No | No | No
LSLI1997 | 100 | Milagro | Horseshoe Bay | 78657 |  |  |  | Non-Lead | No | Between 1989 and 2014 |  | Non-Lead | Between 1989 and 2014 |  | Non-Lead | Don't Know | Don't Know |  |  | No | No | No
LSLI1998 | 107 | Milan Ct | Horseshoe Bay | 78657 |  |  |  | Non-Lead | No | Between 1989 and 2014 |  | Non-Lead | Between 1989 and 2014 |  | Non-Lead | Don't Know | Don't Know |  |  | No | No | No
LSLI1999 | 103 | Milan Ct | Horseshoe Bay | 78657 |  |  |  | Non-Lead | No | Between 1989 and 2014 |  | Non-Lead | Between 1989 and 2014 |  | Non-Lead | Don't Know | Don't Know |  |  | No | No | No
LSLI2000 | 105 | Milan Ct | Horseshoe Bay | 78657 |  |  |  | Non-Lead | No | Between 1989 and 2014 |  | Non-Lead | Between 1989 and 2014 |  | Non-Lead | Don't Know | Don't Know |  |  | No | No | No
LSLI2001 | 101 | Milan Ct | Horseshoe Bay | 78657 |  |  |  | Non-Lead | No | Between 1989 and 2014 |  | Non-Lead | Between 1989 and 2014 |  | Non-Lead | Don't Know | Don't Know |  |  | No | No | No
LSLI2002 | 102 | Milan Ct | Horseshoe Bay | 78657 |  |  |  | Non-Lead | No | Between 1989 and 2014 |  | Non-Lead | Between 1989 and 2014 |  | Non-Lead | Don't Know | Don't Know |  |  | No | No | No
LSLI2003 | 104 | Milan Ct | Horseshoe Bay | 78657 |  |  |  | Non-Lead | No | Between 1989 and 2014 |  | Non-Lead | Between 1989 and 2014 |  | Non-Lead | Don't Know | Don't Know |  |  | No | No | No
LSLI2004 | 106 | Milan Ct | Horseshoe Bay | 78657 |  |  |  | Non-Lead | No | Between 1989 and 2014 |  | Non-Lead | Between 1989 and 2014 |  | Non-Lead | Don't Know | Don't Know |  |  | No | No | No
LSLI2005 | 108 | Milan Ct | Horseshoe Bay | 78657 |  |  |  | Non-Lead | No | Between 1989 and 2014 |  | Non-Lead | Between 1989 and 2014 |  | Non-Lead | Don't Know | Don't Know |  |  | No | No | No
LSLI2006 | 102 | Milan Ct | Horseshoe Bay | 78657 |  |  |  | Non-Lead | No | After 2014 |  | Non-Lead | After 2014 |  | Non-Lead | No | No |  |  | No | No | No
LSLI2007 | 109 | Millwood | Horseshoe Bay | 78657 |  |  |  | Non-Lead | No | Between 1989 and 2014 |  | Non-Lead | Between 1989 and 2014 |  | Non-Lead | Don't Know | Don't Know |  |  | No | No | No
LSLI2008 | 104 | Millwood | Horseshoe Bay | 78657 |  |  |  | Non-Lead | No | Between 1989 and 2014 |  | Non-Lead | Between 1989 and 2014 |  | Non-Lead | Don't Know | Don't Know |  |  | No | No | No
LSLI2009 | 108 | Millwood | Horseshoe Bay | 78657 |  |  |  | Non-Lead | No | Between 1989 and 2014 |  | Non-Lead | Between 1989 and 2014 |  | Non-Lead | Don't Know | Don't Know |  |  | No | No | Yes | Tier 1
LSLI2010 | 107 | Millwood | Horseshoe Bay | 78657 |  |  |  | Non-Lead | No | Between 1989 and 2014 |  | Non-Lead | Between 1989 and 2014 |  | Non-Lead | Don't Know | Don't Know |  |  | No | No | No
LSLI2011 | 110 | Mirador | Horseshoe Bay | 78657 |  |  |  | Non-Lead | No | Between 1989 and 2014 |  | Non-Lead | Between 1989 and 2014 |  | Non-Lead | Don't Know | Don't Know |  |  | No | No | No
LSLI2012 | 153 | Mitchell Creek | Horseshoe Bay | 78657 |  |  |  | Non-Lead | No | After 2014 |  | Non-Lead | After 2014 |  | Non-Lead | No | No |  |  | No | No | No
LSLI2013 | 105 | Mitchell Creek | Horseshoe Bay | 78657 |  |  |  | Non-Lead | No | After 2014 |  | Non-Lead | After 2014 |  | Non-Lead | No | No |  |  | No | No | No
LSLI2014 | 111 | Mitchell Creek | Horseshoe Bay | 78657 |  |  |  | Non-Lead | No | After 2014 |  | Non-Lead | After 2014 |  | Non-Lead | No | No |  |  | No | No | No
LSLI2015 | 115 | Mitchell Creek | Horseshoe Bay | 78657 |  |  |  | Non-Lead | No | Between 1989 and 2014 |  | Non-Lead | Between 1989 and 2014 |  | Non-Lead | Don't Know | Don't Know |  |  | No | No | No
LSLI2016 | 205 | Mitchell Creek | Horseshoe Bay | 78657 |  |  |  | Non-Lead | No | Between 1989 and 2014 |  | Non-Lead | Between 1989 and 2014 |  | Non-Lead | Don't Know | Don't Know |  |  | No | No | No
LSLI2017 | 137 | Mitchell Creek | Horseshoe Bay | 78657 |  |  |  | Non-Lead | No | Between 1989 and 2014 |  | Non-Lead | Between 1989 and 2014 |  | Non-Lead | Don't Know | Don't Know |  |  | No | No | No
LSLI2018 | 125 | Mitchell Creek | Horseshoe Bay | 78657 |  |  |  | Non-Lead | No | Between 1989 and 2014 |  | Non-Lead | Between 1989 and 2014 |  | Non-Lead | Don't Know | Don't Know |  |  | No | No | No
LSLI2019 | 131 | Mitchell Creek | Horseshoe Bay | 78657 |  |  |  | Non-Lead | No | Between 1989 and 2014 |  | Non-Lead | Between 1989 and 2014 |  | Non-Lead | Don't Know | Don't Know |  |  | No | No | No
LSLI2020 | 149 | Mitchell Creek | Horseshoe Bay | 78657 |  |  |  | Non-Lead | No | Between 1989 and 2014 |  | Non-Lead | Between 1989 and 2014 |  | Non-Lead | Don't Know | Don't Know |  |  | No | No | No
LSLI2021 | 139 | Mitchell Creek | Horseshoe Bay | 78657 |  |  |  | Non-Lead | No | Between 1989 and 2014 |  | Non-Lead | Between 1989 and 2014 |  | Non-Lead | Don't Know | Don't Know |  |  | No | No | No
LSLI2022 | 129 | Mitchell Creek | Horseshoe Bay | 78657 |  |  |  | Non-Lead | No | Between 1989 and 2014 |  | Non-Lead | Between 1989 and 2014 |  | Non-Lead | Don't Know | Don't Know |  |  | No | No | No
LSLI2023 | 304 | Mitchell Creek | Horseshoe Bay | 78657 |  |  |  | Non-Lead | No | After 2014 |  | Non-Lead | After 2014 |  | Non-Lead | No | No |  |  | No | No | No
LSLI2024 | 121 | Mitchell Creek | Horseshoe Bay | 78657 |  |  |  | Non-Lead | No | After 2014 |  | Non-Lead | After 2014 |  | Non-Lead | No | No |  |  | No | No | No
LSLI2025 | 201 | Mitchell Creek | Horseshoe Bay | 78657 |  |  |  | Non-Lead | No | After 2014 |  | Non-Lead | After 2014 |  | Non-Lead | No | No |  |  | No | No | No
LSLI2026 | 213 | Mitchell Creek | Horseshoe Bay | 78657 |  |  |  | Non-Lead | No | After 2014 |  | Non-Lead | After 2014 |  | Non-Lead | No | No |  |  | No | No | No
LSLI2027 | 116 | Mitchell Creek | Horseshoe Bay | 78657 |  |  |  | Non-Lead | No | After 2014 |  | Non-Lead | After 2014 |  | Non-Lead | No | No |  |  | No | No | No
LSLI2028 | 113 | Moon Isle | Horseshoe Bay | 78657 |  |  |  | Non-Lead | No | After 2014 |  | Non-Lead | After 2014 |  | Non-Lead | No | No |  |  | No | No | No
LSLI2029 | 117 | Moon Isle Anchorage | Horseshoe Bay | 78657 |  |  |  | Non-Lead | No | Between 1989 and 2014 |  | Non-Lead | Between 1989 and 2014 |  | Non-Lead | Don't Know | Don't Know |  |  | No | No | No
LSLI2030 | 100 | Moonrise | Horseshoe Bay | 78657 |  |  |  | Non-Lead | No | Between 1989 and 2014 |  | Non-Lead | Between 1989 and 2014 |  | Non-Lead | Don't Know | Don't Know |  |  | No | No | No
LSLI2031 | 106 | Moonshine | Horseshoe Bay | 78657 |  |  |  | Non-Lead | No | Between 1989 and 2014 |  | Non-Lead | Between 1989 and 2014 |  | Non-Lead | Don't Know | Don't Know |  |  | No | No | No
LSLI2032 | 107 | Moonstone | Horseshoe Bay | 78657 |  |  |  | Non-Lead | No | After 2014 |  | Non-Lead | After 2014 |  | Non-Lead | No | No |  |  | No | No | No
LSLI2033 | 109 | Moonstone | Horseshoe Bay | 78657 |  |  |  | Non-Lead | No | After 2014 |  | Non-Lead | After 2014 |  | Non-Lead | No | No |  |  | No | No | No
LSLI2034 | 101 | Moonstone | Horseshoe Bay | 78657 |  |  |  | Non-Lead | No | After 2014 |  | Non-Lead | After 2014 |  | Non-Lead | No | No |  |  | No | No | No
LSLI2035 | 109 | Morning Star | Horseshoe Bay | 78657 |  |  |  | Non-Lead | No | After 2014 |  | Non-Lead | After 2014 |  | Non-Lead | No | No |  |  | No | No | No
LSLI2036 | 101 | Morning Star | Horseshoe Bay | 78657 |  |  |  | Non-Lead | No | After 2014 |  | Non-Lead | After 2014 |  | Non-Lead | No | No |  |  | No | No | No
LSLI2037 | 107 | Morning Star | Horseshoe Bay | 78657 |  |  |  | Non-Lead | No | Between 1989 and 2014 |  | Non-Lead | Between 1989 and 2014 |  | Non-Lead | Don't Know | Don't Know |  |  | No | No | No
LSLI2038 | 206 | Mountain Dew | Horseshoe Bay | 78657 |  |  |  | Non-Lead | No | Between 1989 and 2014 |  | Non-Lead | Between 1989 and 2014 |  | Non-Lead | Don't Know | Don't Know |  |  | No | No | No
LSLI2039 | 1503 | Mountain Dew | Horseshoe Bay | 78657 |  |  |  | Non-Lead | No | Between 1989 and 2014 |  | Non-Lead | Between 1989 and 2014 |  | Non-Lead | Don't Know | Don't Know |  |  | No | No | No
LSLI2040 | 1414 | Mountain Dew | Horseshoe Bay | 78657 |  |  |  | Non-Lead | No | Between 1989 and 2014 |  | Non-Lead | Between 1989 and 2014 |  | Non-Lead | Don't Know | Don't Know |  |  | No | No | No
LSLI2041 | 2203 | Mountain Dew | Horseshoe Bay | 78657 |  |  |  | Non-Lead | No | Between 1989 and 2014 |  | Non-Lead | Between 1989 and 2014 |  | Non-Lead | Don't Know | Don't Know |  |  | No | No | No
LSLI2042 | 1400 | Mountain Dew | Horseshoe Bay | 78657 |  |  |  | Non-Lead | No | Between 1989 and 2014 |  | Non-Lead | Between 1989 and 2014 |  | Non-Lead | Don't Know | Don't Know |  |  | No | No | No
LSLI2043 | 3705 | Mountain Dew | Horseshoe Bay | 78657 |  |  |  | Non-Lead | No | Between 1989 and 2014 |  | Non-Lead | Between 1989 and 2014 |  | Non-Lead | Don't Know | Don't Know |  |  | No | No | No
LSLI2044 | 904 | Mountain Dew | Horseshoe Bay | 78657 |  |  |  | Non-Lead | No | Between 1989 and 2014 |  | Non-Lead | Between 1989 and 2014 |  | Non-Lead | Don't Know | Don't Know |  |  | No | No | No
LSLI2045 | 1208 | Mountain Dew | Horseshoe Bay | 78657 |  |  |  | Non-Lead | No | Between 1989 and 2014 |  | Non-Lead | Between 1989 and 2014 |  | Non-Lead | Don't Know | Don't Know |  |  | No | No | No
LSLI2046 | 205 | Mountain Dew | Horseshoe Bay | 78657 |  |  |  | Non-Lead | No | Between 1989 and 2014 |  | Non-Lead | Between 1989 and 2014 |  | Non-Lead | Don't Know | Don't Know |  |  | No | No | No
LSLI2047 | 1210 | Mountain Dew | Horseshoe Bay | 78657 |  |  |  | Non-Lead | No | Between 1989 and 2014 |  | Non-Lead | Between 1989 and 2014 |  | Non-Lead | Don't Know | Don't Know |  |  | No | No | No
LSLI2048 | 1212 | Mountain Dew | Horseshoe Bay | 78657 |  |  |  | Non-Lead | No | Between 1989 and 2014 |  | Non-Lead | Between 1989 and 2014 |  | Non-Lead | Don't Know | Don't Know |  |  | No | No | No
LSLI2049 | 4003 | Mountain Dew | Horseshoe Bay | 78657 |  |  |  | Non-Lead | No | Between 1989 and 2014 |  | Non-Lead | Between 1989 and 2014 |  | Non-Lead | Don't Know | Don't Know |  |  | No | No | No
LSLI2050 | 1216 | Mountain Dew | Horseshoe Bay | 78657 |  |  |  | Non-Lead | No | Between 1989 and 2014 |  | Non-Lead | Between 1989 and 2014 |  | Non-Lead | Don't Know | Don't Know |  |  | No | No | No
LSLI2051 | 1300 | Mountain Dew | Horseshoe Bay | 78657 |  |  |  | Non-Lead | No | Between 1989 and 2014 |  | Non-Lead | Between 1989 and 2014 |  | Non-Lead | Don't Know | Don't Know |  |  | No | No | No
LSLI2052 | 600 | Mountain Dew | Horseshoe Bay | 78657 |  |  |  | Non-Lead | No | Between 1989 and 2014 |  | Non-Lead | Between 1989 and 2014 |  | Non-Lead | Don't Know | Don't Know |  |  | No | No | No
LSLI2053 | 112 | Mountain Dew | Horseshoe Bay | 78657 |  |  |  | Non-Lead | No | Between 1989 and 2014 |  | Non-Lead | Between 1989 and 2014 |  | Non-Lead | Don't Know | Don't Know |  |  | No | No | No
LSLI2054 | 4101 | Mountain Dew | Horseshoe Bay | 78657 |  |  |  | Non-Lead | No | Between 1989 and 2014 |  | Non-Lead | Between 1989 and 2014 |  | Non-Lead | Don't Know | Don't Know |  |  | No | No | No
LSLI2055 | 1801 | Mountain Dew | Horseshoe Bay | 78657 |  |  |  | Non-Lead | No | Between 1989 and 2014 |  | Non-Lead | Between 1989 and 2014 |  | Non-Lead | Don't Know | Don't Know |  |  | No | No | No
LSLI2056 | 3202 | Mountain Dew | Horseshoe Bay | 78657 |  |  |  | Non-Lead | No | Between 1989 and 2014 |  | Non-Lead | Between 1989 and 2014 |  | Non-Lead | Don't Know | Don't Know |  |  | No | No | No
LSLI2057 | 1313 | Mountain Dew | Horseshoe Bay | 78657 |  |  |  | Non-Lead | No | After 2014 |  | Non-Lead | After 2014 |  | Non-Lead | No | No |  |  | No | No | No
LSLI2058 | 1315 | Mountain Dew | Horseshoe Bay | 78657 |  |  |  | Non-Lead | No | After 2014 |  | Non-Lead | After 2014 |  | Non-Lead | No | No |  |  | No | No | No
LSLI2059 | 1317 | Mountain Dew | Horseshoe Bay | 78657 |  |  |  | Non-Lead | No | After 2014 |  | Non-Lead | After 2014 |  | Non-Lead | No | No |  |  | No | No | No
LSLI2060 | 828 | Mountain Dew | Horseshoe Bay | 78657 |  |  |  | Non-Lead | No | After 2014 |  | Non-Lead | After 2014 |  | Non-Lead | No | No |  |  | No | No | No
LSLI2061 | 720 | Mountain Dew | Horseshoe Bay | 78657 |  |  |  | Non-Lead | No | After 2014 |  | Non-Lead | After 2014 |  | Non-Lead | No | No |  |  | No | No | No
LSLI2062 | 2205 | Mountain Dew | Horseshoe Bay | 78657 |  |  |  | Non-Lead | No | After 2014 |  | Non-Lead | After 2014 |  | Non-Lead | No | No |  |  | No | No | No
LSLI2063 | 1404 | Mountain Dew | Horseshoe Bay | 78657 |  |  |  | Non-Lead | No | After 2014 |  | Non-Lead | After 2014 |  | Non-Lead | No | No |  |  | No | No | No
LSLI2064 | 1402 | Mountain Dew | Horseshoe Bay | 78657 |  |  |  | Non-Lead | No | After 2014 |  | Non-Lead | After 2014 |  | Non-Lead | No | No |  |  | No | No | No
LSLI2065 | 516 | Mountain Dew | Horseshoe Bay | 78657 |  |  |  | Non-Lead | No | After 2014 |  | Non-Lead | After 2014 |  | Non-Lead | No | No |  |  | No | No | No
LSLI2066 | 200 | Mountain Dew | Horseshoe Bay | 78657 |  |  |  | Non-Lead | No | After 2014 |  | Non-Lead | After 2014 |  | Non-Lead | No | No |  |  | No | No | No
LSLI2067 | 4214 | Mountain Dew | Horseshoe Bay | 78657 |  |  |  | Non-Lead | No | After 2014 |  | Non-Lead | After 2014 |  | Non-Lead | No | No |  |  | No | No | No
LSLI2068 | 912 | Mountain Dew | Horseshoe Bay | 78657 |  |  |  | Non-Lead | No | After 2014 |  | Non-Lead | After 2014 |  | Non-Lead | No | No |  |  | No | No | No
LSLI2069 | 502 | Mountain Dr | Horseshoe Bay | 78657 |  |  |  | Non-Lead | No | After 2014 |  | Non-Lead | After 2014 |  | Non-Lead | No | No |  |  | No | No | No
LSLI2070 | 507 | Mountain Dr | Horseshoe Bay | 78657 |  |  |  | Non-Lead | No | After 2014 |  | Non-Lead | After 2014 |  | Non-Lead | No | No |  |  | No | No | No
LSLI2071 | 220 | Mountain Home | Horseshoe Bay | 78657 |  |  |  | Non-Lead | No | Between 1989 and 2014 |  | Non-Lead | Between 1989 and 2014 |  | Non-Lead | Don't Know | Don't Know |  |  | No | No | No
LSLI2072 | 103 | Mountain Home | Horseshoe Bay | 78657 |  |  |  | Non-Lead | No | Between 1989 and 2014 |  | Non-Lead | Between 1989 and 2014 |  | Non-Lead | Don't Know | Don't Know |  |  | No | No | No
LSLI2073 | 204 | Mountain Home | Horseshoe Bay | 78657 |  |  |  | Non-Lead | No | After 2014 |  | Non-Lead | After 2014 |  | Non-Lead | No | No |  |  | No | No | No
LSLI2074 | 213 | Mountain Home | Horseshoe Bay | 78657 |  |  |  | Non-Lead | No | After 2014 |  | Non-Lead | After 2014 |  | Non-Lead | No | No |  |  | No | No | No
LSLI2075 | 215 | Mountain Home | Horseshoe Bay | 78657 |  |  |  | Non-Lead | No | After 2014 |  | Non-Lead | After 2014 |  | Non-Lead | No | No |  |  | No | No | No
LSLI2076 | 107 | Mountain Home | Horseshoe Bay | 78657 |  |  |  | Non-Lead | No | After 2014 |  | Non-Lead | After 2014 |  | Non-Lead | No | No |  |  | No | No | No
LSLI2077 | 102 | Mountain Home | Horseshoe Bay | 78657 |  |  |  | Non-Lead | No | After 2014 |  | Non-Lead | After 2014 |  | Non-Lead | No | No |  |  | No | No | No
LSLI2078 | 813 | Mountain Leather | Horseshoe Bay | 78657 |  |  |  | Non-Lead | No | Between 1989 and 2014 |  | Non-Lead | Between 1989 and 2014 |  | Non-Lead | Don't Know | Don't Know |  |  | No | No | No
LSLI2079 | 508 | Mountain Leather | Horseshoe Bay | 78657 |  |  |  | Non-Lead | No | Between 1989 and 2014 |  | Non-Lead | Between 1989 and 2014 |  | Non-Lead | Don't Know | Don't Know |  |  | No | No | No
LSLI2080 | 801 | Mountain Leather | Horseshoe Bay | 78657 |  |  |  | Non-Lead | No | Between 1989 and 2014 |  | Non-Lead | Between 1989 and 2014 |  | Non-Lead | Don't Know | Don't Know |  |  | No | No | No
LSLI2081 | 711 | Mountain Leather | Horseshoe Bay | 78657 |  |  |  | Non-Lead | No | Between 1989 and 2014 |  | Non-Lead | Between 1989 and 2014 |  | Non-Lead | Don't Know | Don't Know |  |  | No | No | No
LSLI2082 | 201 | Mountain Leather | Horseshoe Bay | 78657 |  |  |  | Non-Lead | No | After 2014 |  | Non-Lead | After 2014 |  | Non-Lead | No | No |  |  | No | No | No
LSLI2083 | 601 | Mountain Leather | Horseshoe Bay | 78657 |  |  |  | Non-Lead | No | After 2014 |  | Non-Lead | After 2014 |  | Non-Lead | No | No |  |  | No | No | No
LSLI2084 | 1113 | Mountain Leather | Horseshoe Bay | 78657 |  |  |  | Non-Lead | No | After 2014 |  | Non-Lead | After 2014 |  | Non-Lead | No | No |  |  | No | No | No
LSLI2085 | 1126 | Mountain Leather | Horseshoe Bay | 78657 |  |  |  | Non-Lead | No | After 2014 |  | Non-Lead | After 2014 |  | Non-Lead | No | No |  |  | No | No | No
LSLI2086 | 1104 | Mountain Leather | Horseshoe Bay | 78657 |  |  |  | Non-Lead | No | After 2014 |  | Non-Lead | After 2014 |  | Non-Lead | No | No |  |  | No | No | No
LSLI2087 | 1003 | Mountain Leather | Horseshoe Bay | 78657 |  |  |  | Non-Lead | No | After 2014 |  | Non-Lead | After 2014 |  | Non-Lead | No | No |  |  | No | No | No
LSLI2088 | 1009 | Mountain Leather | Horseshoe Bay | 78657 |  |  |  | Non-Lead | No | After 2014 |  | Non-Lead | After 2014 |  | Non-Lead | No | No |  |  | No | No | No
LSLI2089 | 713 | Mountain Leather | Horseshoe Bay | 78657 |  |  |  | Non-Lead | No | After 2014 |  | Non-Lead | After 2014 |  | Non-Lead | No | No |  |  | No | No | No
LSLI2090 | 901 | Mountain Leather | Horseshoe Bay | 78657 |  |  |  | Non-Lead | No | After 2014 |  | Non-Lead | After 2014 |  | Non-Lead | No | No |  |  | No | No | No
LSLI2091 | 506 | Mountain Leather | Horseshoe Bay | 78657 |  |  |  | Non-Lead | No | After 2014 |  | Non-Lead | After 2014 |  | Non-Lead | No | No |  |  | No | No | No
LSLI2092 | 805 | Mountain Leather | Horseshoe Bay | 78657 |  |  |  | Non-Lead | No | After 2014 |  | Non-Lead | After 2014 |  | Non-Lead | No | No |  |  | No | No | No
LSLI2093 | 807 | Mountain Leather | Horseshoe Bay | 78657 |  |  |  | Non-Lead | No | After 2014 |  | Non-Lead | After 2014 |  | Non-Lead | No | No |  |  | No | No | No
LSLI2094 | 705 | Mountain Leather | Horseshoe Bay | 78657 |  |  |  | Non-Lead | No | After 2014 |  | Non-Lead | After 2014 |  | Non-Lead | No | No |  |  | No | No | No
LSLI2095 | 1302 | Mountain Leather | Horseshoe Bay | 78657 |  |  |  | Non-Lead | No | After 2014 |  | Non-Lead | After 2014 |  | Non-Lead | No | No |  |  | No | No | No
LSLI2096 | 1020 | Mountain Leather | Horseshoe Bay | 78657 |  |  |  | Non-Lead | No | After 2014 |  | Non-Lead | After 2014 |  | Non-Lead | No | No |  |  | No | No | No
LSLI2097 | 907 | Mountain Leather | Horseshoe Bay | 78657 |  |  |  | Non-Lead | No | After 2014 |  | Non-Lead | After 2014 |  | Non-Lead | No | No |  |  | No | No | No
LSLI2098 | 112 | Mulligan Court | Horseshoe Bay | 78657 |  |  |  | Non-Lead | No | After 2014 |  | Non-Lead | After 2014 |  | Non-Lead | No | No |  |  | No | No | No
LSLI2099 | 107 | Mystic | Horseshoe Bay | 78657 |  |  |  | Non-Lead | No | Between 1989 and 2014 |  | Non-Lead | Between 1989 and 2014 |  | Non-Lead | Don't Know | Don't Know |  |  | No | No | No
LSLI2100 | 101 | Mystic | Horseshoe Bay | 78657 |  |  |  | Non-Lead | No | After 2014 |  | Non-Lead | After 2014 |  | Non-Lead | No | No |  |  | No | No | No
LSLI2101 | 604 | Big Spur N | Horseshoe Bay | 78657 |  |  |  | Non-Lead | No | Between 1989 and 2014 |  | Non-Lead | Between 1989 and 2014 |  | Non-Lead | Don't Know | Don't Know |  |  | No | No | No
LSLI2102 | 318 | Nattie Wood | Horseshoe Bay | 78657 |  |  |  | Non-Lead | No | After 2014 |  | Non-Lead | After 2014 |  | Non-Lead | No | No |  |  | No | No | No
LSLI2103 | 312 | Nattie Woods | Horseshoe Bay | 78657 |  |  |  | Non-Lead | No | Between 1989 and 2014 |  | Non-Lead | Between 1989 and 2014 |  | Non-Lead | Don't Know | Don't Know |  |  | No | No | No
LSLI2104 | 316 | Nattie Woods | Horseshoe Bay | 78657 |  |  |  | Non-Lead | No | After 2014 |  | Non-Lead | After 2014 |  | Non-Lead | No | No |  |  | No | No | No
LSLI2105 | 216 | Nattie Woods | Horseshoe Bay | 78657 |  |  |  | Non-Lead | No | Between 1989 and 2014 |  | Non-Lead | Between 1989 and 2014 |  | Non-Lead | Don't Know | Don't Know |  |  | No | No | No
LSLI2106 | 116 | Nattie Woods | Horseshoe Bay | 78657 |  |  |  | Non-Lead | No | Between 1989 and 2014 |  | Non-Lead | Between 1989 and 2014 |  | Non-Lead | Don't Know | Don't Know |  |  | No | No | No
LSLI2107 | 212 | Nattie Woods | Horseshoe Bay | 78657 |  |  |  | Non-Lead | No | After 2014 |  | Non-Lead | After 2014 |  | Non-Lead | No | No |  |  | No | No | No
LSLI2108 | 300 | Nattie Woods | Horseshoe Bay | 78657 |  |  |  | Non-Lead | No | After 2014 |  | Non-Lead | After 2014 |  | Non-Lead | No | No |  |  | No | No | No
LSLI2109 | 304 | Nattie Woods | Horseshoe Bay | 78657 |  |  |  | Non-Lead | No | After 2014 |  | Non-Lead | After 2014 |  | Non-Lead | No | No |  |  | No | No | No
LSLI2110 | 120 | Nattie Woods | Horseshoe Bay | 78657 |  |  |  | Non-Lead | No | After 2014 |  | Non-Lead | After 2014 |  | Non-Lead | No | No |  |  | No | No | No
LSLI2111 | 103 | Near North | Horseshoe Bay | 78657 |  |  |  | Non-Lead | No | Between 1989 and 2014 |  | Non-Lead | Between 1989 and 2014 |  | Non-Lead | Don't Know | Don't Know |  |  | No | No | No
LSLI2112 | 2203 | Next Cactus | Horseshoe Bay | 78657 |  |  |  | Non-Lead | No | Between 1989 and 2014 |  | Non-Lead | Between 1989 and 2014 |  | Non-Lead | Don't Know | Don't Know |  |  | No | No | No
LSLI2113 | 102 | Nichola Gay | Horseshoe Bay | 78657 |  |  |  | Non-Lead | No | After 2014 |  | Non-Lead | After 2014 |  | Non-Lead | No | No |  |  | No | No | No
LSLI2114 | 106 | Nichola Gay | Horseshoe Bay | 78657 |  |  |  | Non-Lead | No | After 2014 |  | Non-Lead | After 2014 |  | Non-Lead | No | No |  |  | No | No | No
LSLI2115 | 128 | Nightshade | Horseshoe Bay | 78657 |  |  |  | Non-Lead | No | After 2014 |  | Non-Lead | After 2014 |  | Non-Lead | No | No |  |  | No | No | No
LSLI2116 | 120 | Nightshade | Horseshoe Bay | 78657 |  |  |  | Non-Lead | No | After 2014 |  | Non-Lead | After 2014 |  | Non-Lead | No | No |  |  | No | No | No
LSLI2117 | 132 | Nightshade | Horseshoe Bay | 78657 |  |  |  | Non-Lead | No | After 2014 |  | Non-Lead | After 2014 |  | Non-Lead | No | No |  |  | No | No | No
LSLI2118 | 116 | Nightshade | Horseshoe Bay | 78657 |  |  |  | Non-Lead | No | After 2014 |  | Non-Lead | After 2014 |  | Non-Lead | No | No |  |  | No | No | No
LSLI2119 | 118 | Nightshade | Horseshoe Bay | 78657 |  |  |  | Non-Lead | No | After 2014 |  | Non-Lead | After 2014 |  | Non-Lead | No | No |  |  | No | No | No
LSLI2120 | 108 | Nightshade | Horseshoe Bay | 78657 |  |  |  | Non-Lead | No | After 2014 |  | Non-Lead | After 2014 |  | Non-Lead | No | No |  |  | No | No | No
LSLI2121 | 104 | Nightshade | Horseshoe Bay | 78657 |  |  |  | Non-Lead | No | After 2014 |  | Non-Lead | After 2014 |  | Non-Lead | No | No |  |  | No | No | No
LSLI2122 | 111 | Nimrod | Horseshoe Bay | 78657 |  |  |  | Non-Lead | No | Between 1989 and 2014 |  | Non-Lead | Between 1989 and 2014 |  | Non-Lead | Don't Know | Don't Know |  |  | No | No | No
LSLI2123 | 109 | Nimrod | Horseshoe Bay | 78657 |  |  |  | Non-Lead | No | Between 1989 and 2014 |  | Non-Lead | Between 1989 and 2014 |  | Non-Lead | Don't Know | Don't Know |  |  | No | No | No
LSLI2124 | 209 | No Return | Horseshoe Bay | 78657 |  |  |  | Non-Lead | No | Between 1989 and 2014 |  | Non-Lead | Between 1989 and 2014 |  | Non-Lead | Don't Know | Don't Know |  |  | No | No | No
LSLI2125 | 205 | No Return | Horseshoe Bay | 78657 |  |  |  | Non-Lead | No | Between 1989 and 2014 |  | Non-Lead | Between 1989 and 2014 |  | Non-Lead | Don't Know | Don't Know |  |  | No | No | No
LSLI2126 | 207 | No Return | Horseshoe Bay | 78657 |  |  |  | Non-Lead | No | Between 1989 and 2014 |  | Non-Lead | Between 1989 and 2014 |  | Non-Lead | Don't Know | Don't Know |  |  | No | No | No
LSLI2127 | 203 | No Return | Horseshoe Bay | 78657 |  |  |  | Non-Lead | No | After 2014 |  | Non-Lead | After 2014 |  | Non-Lead | No | No |  |  | No | No | No
LSLI2128 | 109 | Northern Spur | Horseshoe Bay | 78657 |  |  |  | Non-Lead | No | Between 1989 and 2014 |  | Non-Lead | Between 1989 and 2014 |  | Non-Lead | Don't Know | Don't Know |  |  | No | No | No
LSLI2129 | 111 | Oasis | Horseshoe Bay | 78657 |  |  |  | Non-Lead | No | Between 1989 and 2014 |  | Non-Lead | Between 1989 and 2014 |  | Non-Lead | Don't Know | Don't Know |  |  | No | No | No
LSLI2130 | 105 | Oasis | Horseshoe Bay | 78657 |  |  |  | Non-Lead | No | Between 1989 and 2014 |  | Non-Lead | Between 1989 and 2014 |  | Non-Lead | Don't Know | Don't Know |  |  | No | No | No
LSLI2131 | 107 | Oasis | Horseshoe Bay | 78657 |  |  |  | Non-Lead | No | Between 1989 and 2014 |  | Non-Lead | Between 1989 and 2014 |  | Non-Lead | Don't Know | Don't Know |  |  | No | No | No
LSLI2132 | 109 | Oasis | Horseshoe Bay | 78657 |  |  |  | Non-Lead | No | Between 1989 and 2014 |  | Non-Lead | Between 1989 and 2014 |  | Non-Lead | Don't Know | Don't Know |  |  | No | No | No
LSLI2133 | 106 | Oasis A | Horseshoe Bay | 78657 |  |  |  | Non-Lead | No | Between 1989 and 2014 |  | Non-Lead | Between 1989 and 2014 |  | Non-Lead | Don't Know | Don't Know |  |  | No | No | No
LSLI2134 | 101 | Oasis A | Horseshoe Bay | 78657 |  |  |  | Non-Lead | No | Between 1989 and 2014 |  | Non-Lead | Between 1989 and 2014 |  | Non-Lead | Don't Know | Don't Know |  |  | No | No | No
LSLI2135 | 103 | Oasis A | Horseshoe Bay | 78657 |  |  |  | Non-Lead | No | Between 1989 and 2014 |  | Non-Lead | Between 1989 and 2014 |  | Non-Lead | Don't Know | Don't Know |  |  | No | No | No
LSLI2136 | 103 | Oasis B | Horseshoe Bay | 78657 |  |  |  | Non-Lead | No | Between 1989 and 2014 |  | Non-Lead | Between 1989 and 2014 |  | Non-Lead | Don't Know | Don't Know |  |  | No | No | No
LSLI2137 | 101 | Oasis B | Horseshoe Bay | 78657 |  |  |  | Non-Lead | No | Between 1989 and 2014 |  | Non-Lead | Between 1989 and 2014 |  | Non-Lead | Don't Know | Don't Know |  |  | No | No | No
LSLI2138 | 132 | Old West Way | Horseshoe Bay | 78657 |  |  |  | Non-Lead | No | After 2014 |  | Non-Lead | After 2014 |  | Non-Lead | No | No |  |  | No | No | No
LSLI2139 | 305 | Onyx | Horseshoe Bay | 78657 |  |  |  | Non-Lead | No | Between 1989 and 2014 |  | Non-Lead | Between 1989 and 2014 |  | Non-Lead | Don't Know | Don't Know |  |  | No | No | No
LSLI2140 | 303 | Onyx | Horseshoe Bay | 78657 |  |  |  | Non-Lead | No | Between 1989 and 2014 |  | Non-Lead | Between 1989 and 2014 |  | Non-Lead | Don't Know | Don't Know |  |  | No | No | No
LSLI2141 | 304 | Onyx | Horseshoe Bay | 78657 |  |  |  | Non-Lead | No | After 2014 |  | Non-Lead | After 2014 |  | Non-Lead | No | No |  |  | No | No | No
LSLI2142 | 104 | Orange Plume | Horseshoe Bay | 78657 |  |  |  | Non-Lead | No | Between 1989 and 2014 |  | Non-Lead | Between 1989 and 2014 |  | Non-Lead | Don't Know | Don't Know |  |  | No | No | No
LSLI2143 | 108 | Orange Plume | Horseshoe Bay | 78657 |  |  |  | Non-Lead | No | After 2014 |  | Non-Lead | After 2014 |  | Non-Lead | No | No |  |  | No | No | No
LSLI2144 | 112 | Orange Plume | Horseshoe Bay | 78657 |  |  |  | Non-Lead | No | After 2014 |  | Non-Lead | After 2014 |  | Non-Lead | No | No |  |  | No | No | No
LSLI2145 | 111 | Orange Plume | Horseshoe Bay | 78657 |  |  |  | Non-Lead | No | After 2014 |  | Non-Lead | After 2014 |  | Non-Lead | No | No |  |  | No | No | No
LSLI2146 | 105 | Out Yonder | Horseshoe Bay | 78657 |  |  |  | Non-Lead | No | After 2014 |  | Non-Lead | After 2014 |  | Non-Lead | No | No |  |  | No | No | No
LSLI2147 | 307 | Out Yonder 1 Stonewood | Horseshoe Bay | 78657 |  |  |  | Non-Lead | No | Between 1989 and 2014 |  | Non-Lead | Between 1989 and 2014 |  | Non-Lead | Don't Know | Don't Know |  |  | No | No | No
LSLI2148 | 307 | Out Yonder 2 Stonewood | Horseshoe Bay | 78657 |  |  |  | Non-Lead | No | Between 1989 and 2014 |  | Non-Lead | Between 1989 and 2014 |  | Non-Lead | Don't Know | Don't Know |  |  | No | No | No
LSLI2149 | 307 | Out Yonder 4 Stonewood | Horseshoe Bay | 78657 |  |  |  | Non-Lead | No | Between 1989 and 2014 |  | Non-Lead | Between 1989 and 2014 |  | Non-Lead | Don't Know | Don't Know |  |  | No | No | No
LSLI2150 | 307 | Out Yonder 5 Stonewood | Horseshoe Bay | 78657 |  |  |  | Non-Lead | No | Between 1989 and 2014 |  | Non-Lead | Between 1989 and 2014 |  | Non-Lead | Don't Know | Don't Know |  |  | No | No | No
LSLI2151 | 401 | Out Yonder 6 Windgate | Horseshoe Bay | 78657 |  |  |  | Non-Lead | No | Between 1989 and 2014 |  | Non-Lead | Between 1989 and 2014 |  | Non-Lead | Don't Know | Don't Know |  |  | No | No | No
LSLI2152 | 307 | Out Yonder 7 Stonewood | Horseshoe Bay | 78657 |  |  |  | Non-Lead | No | Between 1989 and 2014 |  | Non-Lead | Between 1989 and 2014 |  | Non-Lead | Don't Know | Don't Know |  |  | No | No | No
LSLI2153 | 401 | Out Yonder 7 Windgate | Horseshoe Bay | 78657 |  |  |  | Non-Lead | No | Between 1989 and 2014 |  | Non-Lead | Between 1989 and 2014 |  | Non-Lead | Don't Know | Don't Know |  |  | No | No | No
LSLI2154 | 301 | Outcrop | Horseshoe Bay | 78657 |  |  |  | Non-Lead | No | Between 1989 and 2014 |  | Non-Lead | Between 1989 and 2014 |  | Non-Lead | Don't Know | Don't Know |  |  | No | No | No
LSLI2155 | 307 | Outcrop | Horseshoe Bay | 78657 |  |  |  | Non-Lead | No | Between 1989 and 2014 |  | Non-Lead | Between 1989 and 2014 |  | Non-Lead | Don't Know | Don't Know |  |  | No | No | No
LSLI2156 | 303 | Outcrop | Horseshoe Bay | 78657 |  |  |  | Non-Lead | No | After 2014 |  | Non-Lead | After 2014 |  | Non-Lead | No | No |  |  | No | No | No
LSLI2157 | 311 | Outcrop | Horseshoe Bay | 78657 |  |  |  | Non-Lead | No | After 2014 |  | Non-Lead | After 2014 |  | Non-Lead | No | No |  |  | No | No | No
LSLI2158 | 315 | Outcrop | Horseshoe Bay | 78657 |  |  |  | Non-Lead | No | After 2014 |  | Non-Lead | After 2014 |  | Non-Lead | No | No |  |  | No | No | No
LSLI2159 | 587 | Overlook Pkwy | Horseshoe Bay | 78657 |  |  |  | Non-Lead | No | Between 1989 and 2014 |  | Non-Lead | Between 1989 and 2014 |  | Non-Lead | Don't Know | Don't Know |  |  | No | No | No
LSLI2160 | 1034 | Overlook Pkwy | Horseshoe Bay | 78657 |  |  |  | Non-Lead | No | Between 1989 and 2014 |  | Non-Lead | Between 1989 and 2014 |  | Non-Lead | Don't Know | Don't Know |  |  | No | No | No
LSLI2161 | 600 | Overlook Pkwy | Horseshoe Bay | 78657 |  |  |  | Non-Lead | No | Between 1989 and 2014 |  | Non-Lead | Between 1989 and 2014 |  | Non-Lead | Don't Know | Don't Know |  |  | No | No | No
LSLI2162 | 950 | Overlook Pkwy | Horseshoe Bay | 78657 |  |  |  | Non-Lead | No | After 2014 |  | Non-Lead | After 2014 |  | Non-Lead | No | No |  |  | No | No | No
LSLI2163 | 1046 | Overlook Pkwy | Horseshoe Bay | 78657 |  |  |  | Non-Lead | No | After 2014 |  | Non-Lead | After 2014 |  | Non-Lead | No | No |  |  | No | No | No
LSLI2164 | 608 | Overlook Pkwy | Horseshoe Bay | 78657 |  |  |  | Non-Lead | No | After 2014 |  | Non-Lead | After 2014 |  | Non-Lead | No | No |  |  | No | No | No
LSLI2165 | 501 | Overlook Pkwy | Horseshoe Bay | 78657 |  |  |  | Non-Lead | No | After 2014 |  | Non-Lead | After 2014 |  | Non-Lead | No | No |  |  | No | No | No
LSLI2166 | 530 | Overlook Pkwy | Horseshoe Bay | 78657 |  |  |  | Non-Lead | No | After 2014 |  | Non-Lead | After 2014 |  | Non-Lead | No | No |  |  | No | No | No
LSLI2167 | 612 | Overlook Pkwy | Horseshoe Bay | 78657 |  |  |  | Non-Lead | No | After 2014 |  | Non-Lead | After 2014 |  | Non-Lead | No | No |  |  | No | No | No
LSLI2168 | 616 | Overlook Pkwy | Horseshoe Bay | 78657 |  |  |  | Non-Lead | No | After 2014 |  | Non-Lead | After 2014 |  | Non-Lead | No | No |  |  | No | No | No
LSLI2169 | 590 | Overlook Pkwy | Horseshoe Bay | 78657 |  |  |  | Non-Lead | No | After 2014 |  | Non-Lead | After 2014 |  | Non-Lead | No | No |  |  | No | No | No
LSLI2170 | 1047 | Overlook Pkwy | Horseshoe Bay | 78657 |  |  |  | Non-Lead | No | After 2014 |  | Non-Lead | After 2014 |  | Non-Lead | No | No |  |  | No | No | No
LSLI2171 | 1043 | Overlook Pkwy | Horseshoe Bay | 78657 |  |  |  | Non-Lead | No | After 2014 |  | Non-Lead | After 2014 |  | Non-Lead | No | No |  |  | No | No | No
LSLI2172 | 580 | Overlook Pkwy | Horseshoe Bay | 78657 |  |  |  | Non-Lead | No | After 2014 |  | Non-Lead | After 2014 |  | Non-Lead | No | No |  |  | No | No | No
LSLI2173 | 708 | Ox Bow | Horseshoe Bay | 78657 |  |  |  | Non-Lead | No | Between 1989 and 2014 |  | Non-Lead | Between 1989 and 2014 |  | Non-Lead | Don't Know | Don't Know |  |  | No | No | No
LSLI2174 | 817 | Ox Bow | Horseshoe Bay | 78657 |  |  |  | Non-Lead | No | Between 1989 and 2014 |  | Non-Lead | Between 1989 and 2014 |  | Non-Lead | Don't Know | Don't Know |  |  | No | No | No
LSLI2175 | 820 | Ox Bow | Horseshoe Bay | 78657 |  |  |  | Non-Lead | No | Between 1989 and 2014 |  | Non-Lead | Between 1989 and 2014 |  | Non-Lead | Don't Know | Don't Know |  |  | No | No | No
LSLI2176 | 816 | Ox Bow | Horseshoe Bay | 78657 |  |  |  | Non-Lead | No | After 2014 |  | Non-Lead | After 2014 |  | Non-Lead | No | No |  |  | No | No | No
LSLI2177 | 113 | Paint Brush | Horseshoe Bay | 78657 |  |  |  | Non-Lead | No | Between 1989 and 2014 |  | Non-Lead | Between 1989 and 2014 |  | Non-Lead | Don't Know | Don't Know |  |  | No | No | No
LSLI2178 | 101 | Paint Brush | Horseshoe Bay | 78657 |  |  |  | Non-Lead | No | Between 1989 and 2014 |  | Non-Lead | Between 1989 and 2014 |  | Non-Lead | Don't Know | Don't Know |  |  | No | No | No
LSLI2179 | 129 | Paint Brush | Horseshoe Bay | 78657 |  |  |  | Non-Lead | No | Between 1989 and 2014 |  | Non-Lead | Between 1989 and 2014 |  | Non-Lead | Don't Know | Don't Know |  |  | No | No | No
LSLI2180 | 134 | Paint Brush | Horseshoe Bay | 78657 |  |  |  | Non-Lead | No | Between 1989 and 2014 |  | Non-Lead | Between 1989 and 2014 |  | Non-Lead | Don't Know | Don't Know |  |  | No | No | No
LSLI2181 | 130 | Paint Brush | Horseshoe Bay | 78657 |  |  |  | Non-Lead | No | After 2014 |  | Non-Lead | After 2014 |  | Non-Lead | No | No |  |  | No | No | No
LSLI2182 | 117 | Paint Brush | Horseshoe Bay | 78657 |  |  |  | Non-Lead | No | After 2014 |  | Non-Lead | After 2014 |  | Non-Lead | No | No |  |  | No | No | No
LSLI2183 | 125 | Paint Brush | Horseshoe Bay | 78657 |  |  |  | Non-Lead | No | After 2014 |  | Non-Lead | After 2014 |  | Non-Lead | No | No |  |  | No | No | No
LSLI2184 | 200 | Paint Brush | Horseshoe Bay | 78657 |  |  |  | Non-Lead | No | After 2014 |  | Non-Lead | After 2014 |  | Non-Lead | No | No |  |  | No | No | No
LSLI2185 | 121 | Paint Brush | Horseshoe Bay | 78657 |  |  |  | Non-Lead | No | After 2014 |  | Non-Lead | After 2014 |  | Non-Lead | No | No |  |  | No | No | No
LSLI2186 | 325 | Paint Brush | Horseshoe Bay | 78657 |  |  |  | Non-Lead | No | After 2014 |  | Non-Lead | After 2014 |  | Non-Lead | No | No |  |  | No | No | No
LSLI2187 | 329 | Paint Brush | Horseshoe Bay | 78657 |  |  |  | Non-Lead | No | After 2014 |  | Non-Lead | After 2014 |  | Non-Lead | No | No |  |  | No | No | No
LSLI2188 | 321 | Paint Brush | Horseshoe Bay | 78657 |  |  |  | Non-Lead | No | After 2014 |  | Non-Lead | After 2014 |  | Non-Lead | No | No |  |  | No | No | No
LSLI2189 | 204 | Paint Brush | Horseshoe Bay | 78657 |  |  |  | Non-Lead | No | After 2014 |  | Non-Lead | After 2014 |  | Non-Lead | No | No |  |  | No | No | No
LSLI2190 | 500 | Paint Brush | Horseshoe Bay | 78657 |  |  |  | Non-Lead | No | After 2014 |  | Non-Lead | After 2014 |  | Non-Lead | No | No |  |  | No | No | No
LSLI2191 | 609 | Paint Brush | Horseshoe Bay | 78657 |  |  |  | Non-Lead | No | After 2014 |  | Non-Lead | After 2014 |  | Non-Lead | No | No |  |  | No | No | No
LSLI2192 | 111 | Paint Brush | Horseshoe Bay | 78657 |  |  |  | Non-Lead | No | After 2014 |  | Non-Lead | After 2014 |  | Non-Lead | No | No |  |  | No | No | No
LSLI2193 | 404 | Paint Brush | Horseshoe Bay | 78657 |  |  |  | Non-Lead | No | After 2014 |  | Non-Lead | After 2014 |  | Non-Lead | No | No |  |  | No | No | No
LSLI2194 | 500 | Paint Brush | Horseshoe Bay | 78657 |  |  |  | Non-Lead | No | After 2014 |  | Non-Lead | After 2014 |  | Non-Lead | No | No |  |  | No | No | No
LSLI2195 | 116 | Palazzo Activity Center | Horseshoe Bay | 78657 |  |  |  | Non-Lead | No | After 2014 |  | Non-Lead | After 2014 |  | Non-Lead | No | No |  |  | No | No | No
LSLI2196 | 120 | Palazzo Pkwy | Horseshoe Bay | 78657 |  |  |  | Non-Lead | No | After 2014 |  | Non-Lead | After 2014 |  | Non-Lead | No | No |  |  | No | No | No
LSLI2197 | 104 | Palomino Ct | Horseshoe Bay | 78657 |  |  |  | Non-Lead | No | After 2014 |  | Non-Lead | After 2014 |  | Non-Lead | No | No |  |  | No | No | No
LSLI2198 | 1304 | Palomino Pass | Horseshoe Bay | 78657 |  |  |  | Non-Lead | No | Between 1989 and 2014 |  | Non-Lead | Between 1989 and 2014 |  | Non-Lead | Don't Know | Don't Know |  |  | No | No | No
LSLI2199 | 1407 | Palomino Pass | Horseshoe Bay | 78657 |  |  |  | Non-Lead | No | After 2014 |  | Non-Lead | After 2014 |  | Non-Lead | No | No |  |  | No | No | No
LSLI2200 | 903 | Panorama Pass | Horseshoe Bay | 78657 |  |  |  | Non-Lead | No | After 2014 |  | Non-Lead | After 2014 |  | Non-Lead | No | No |  |  | No | No | No
LSLI2201 | 112 | Par Three Ct | Horseshoe Bay | 78657 |  |  |  | Non-Lead | No | Between 1989 and 2014 |  | Non-Lead | Between 1989 and 2014 |  | Non-Lead | Don't Know | Don't Know |  |  | No | No | No
LSLI2202 | 110 | Par Three Ct | Horseshoe Bay | 78657 |  |  |  | Non-Lead | No | Between 1989 and 2014 |  | Non-Lead | Between 1989 and 2014 |  | Non-Lead | Don't Know | Don't Know |  |  | No | No | No
LSLI2203 | 111 | Par Three Ct | Horseshoe Bay | 78657 |  |  |  | Non-Lead | No | After 2014 |  | Non-Lead | After 2014 |  | Non-Lead | No | No |  |  | No | No | No
LSLI2204 | 318 | Parallel Circle | Horseshoe Bay | 78657 |  |  |  | Non-Lead | No | Between 1989 and 2014 |  | Non-Lead | Between 1989 and 2014 |  | Non-Lead | Don't Know | Don't Know |  |  | No | No | No
LSLI2205 | 325 | Parallel Circle | Horseshoe Bay | 78657 |  |  |  | Non-Lead | No | After 2014 |  | Non-Lead | After 2014 |  | Non-Lead | No | No |  |  | No | No | No
LSLI2206 | 310 | Parallel Circle | Horseshoe Bay | 78657 |  |  |  | Non-Lead | No | After 2014 |  | Non-Lead | After 2014 |  | Non-Lead | No | No |  |  | No | No | No
LSLI2207 | 319 | Parallel Circle | Horseshoe Bay | 78657 |  |  |  | Non-Lead | No | After 2014 |  | Non-Lead | After 2014 |  | Non-Lead | No | No |  |  | No | No | No
LSLI2208 | 321 | Parallel Circle | Horseshoe Bay | 78657 |  |  |  | Non-Lead | No | After 2014 |  | Non-Lead | After 2014 |  | Non-Lead | No | No |  |  | No | No | No
LSLI2209 | 302 | Parallel Circle | Horseshoe Bay | 78657 |  |  |  | Non-Lead | No | After 2014 |  | Non-Lead | After 2014 |  | Non-Lead | No | No |  |  | No | No | No
LSLI2210 | 317 | Parallel Circle | Horseshoe Bay | 78657 |  |  |  | Non-Lead | No | After 2014 |  | Non-Lead | After 2014 |  | Non-Lead | No | No |  |  | No | No | No
LSLI2211 | 306 | Parallel Circle | Horseshoe Bay | 78657 |  |  |  | Non-Lead | No | After 2014 |  | Non-Lead | After 2014 |  | Non-Lead | No | No |  |  | No | No | No
LSLI2212 | 323 | Parallel Circle | Horseshoe Bay | 78657 |  |  |  | Non-Lead | No | After 2014 |  | Non-Lead | After 2014 |  | Non-Lead | No | No |  |  | No | No | No
LSLI2213 | 616 | Passion Flower | Horseshoe Bay | 78657 |  |  |  | Non-Lead | No | Between 1989 and 2014 |  | Non-Lead | Between 1989 and 2014 |  | Non-Lead | Don't Know | Don't Know |  |  | No | No | No
LSLI2214 | 424 | Passion Flower | Horseshoe Bay | 78657 |  |  |  | Non-Lead | No | Between 1989 and 2014 |  | Non-Lead | Between 1989 and 2014 |  | Non-Lead | Don't Know | Don't Know |  |  | No | No | No
LSLI2215 | 412 | Passion Flower | Horseshoe Bay | 78657 |  |  |  | Non-Lead | No | Between 1989 and 2014 |  | Non-Lead | Between 1989 and 2014 |  | Non-Lead | Don't Know | Don't Know |  |  | No | No | No
LSLI2216 | 627 | Passion Flower | Horseshoe Bay | 78657 |  |  |  | Non-Lead | No | After 2014 |  | Non-Lead | After 2014 |  | Non-Lead | No | No |  |  | No | No | No
LSLI2217 | 608 | Passion Flower | Horseshoe Bay | 78657 |  |  |  | Non-Lead | No | After 2014 |  | Non-Lead | After 2014 |  | Non-Lead | No | No |  |  | No | No | No
LSLI2218 | 604 | Passion Flower | Horseshoe Bay | 78657 |  |  |  | Non-Lead | No | After 2014 |  | Non-Lead | After 2014 |  | Non-Lead | No | No |  |  | No | No | No
LSLI2219 | 612 | Passion Flower | Horseshoe Bay | 78657 |  |  |  | Non-Lead | No | After 2014 |  | Non-Lead | After 2014 |  | Non-Lead | No | No |  |  | No | No | No
LSLI2220 | 420 | Passion Flower | Horseshoe Bay | 78657 |  |  |  | Non-Lead | No | After 2014 |  | Non-Lead | After 2014 |  | Non-Lead | No | No |  |  | No | No | No
LSLI2221 | 648 | Passion Flower | Horseshoe Bay | 78657 |  |  |  | Non-Lead | No | After 2014 |  | Non-Lead | After 2014 |  | Non-Lead | No | No |  |  | No | No | No
LSLI2222 | 600 | Passion Flower | Horseshoe Bay | 78657 |  |  |  | Non-Lead | No | After 2014 |  | Non-Lead | After 2014 |  | Non-Lead | No | No |  |  | No | No | No
LSLI2223 | 640 | Passion Flower | Horseshoe Bay | 78657 |  |  |  | Non-Lead | No | After 2014 |  | Non-Lead | After 2014 |  | Non-Lead | No | No |  |  | No | No | No
LSLI2224 | 644 | Passion Flower | Horseshoe Bay | 78657 |  |  |  | Non-Lead | No | After 2014 |  | Non-Lead | After 2014 |  | Non-Lead | No | No |  |  | No | No | No
LSLI2225 | 636 | Passion Flower | Horseshoe Bay | 78657 |  |  |  | Non-Lead | No | After 2014 |  | Non-Lead | After 2014 |  | Non-Lead | No | No |  |  | No | No | No
LSLI2226 | 803 | Pawnee | Horseshoe Bay | 78657 |  |  |  | Non-Lead | No | Between 1989 and 2014 |  | Non-Lead | Between 1989 and 2014 |  | Non-Lead | Don't Know | Don't Know |  |  | No | No | No
LSLI2227 | 206 | Pecan Crossing Dr | Horseshoe Bay | 78657 |  |  |  | Non-Lead | No | After 2014 |  | Non-Lead | After 2014 |  | Non-Lead | No | No |  |  | No | No | No
LSLI2228 | 705 | Pecan Crossing Dr | Horseshoe Bay | 78657 |  |  |  | Non-Lead | No | Between 1989 and 2014 |  | Non-Lead | Between 1989 and 2014 |  | Non-Lead | Don't Know | Don't Know |  |  | No | No | No
LSLI2229 | 214 | Pecan Crossing Dr | Horseshoe Bay | 78657 |  |  |  | Non-Lead | No | After 2014 |  | Non-Lead | After 2014 |  | Non-Lead | No | No |  |  | No | No | No
LSLI2230 | 117 | Pink Mimosa | Horseshoe Bay | 78657 |  |  |  | Non-Lead | No | After 2014 |  | Non-Lead | After 2014 |  | Non-Lead | No | No |  |  | No | No | No
LSLI2231 | 113 | Pink Mimosa | Horseshoe Bay | 78657 |  |  |  | Non-Lead | No | After 2014 |  | Non-Lead | After 2014 |  | Non-Lead | No | No |  |  | No | No | No
LSLI2232 | 109 | Pink Mimosa | Horseshoe Bay | 78657 |  |  |  | Non-Lead | No | After 2014 |  | Non-Lead | After 2014 |  | Non-Lead | No | No |  |  | No | No | No
LSLI2233 | 108 | Pink Mimosa | Horseshoe Bay | 78657 |  |  |  | Non-Lead | No | After 2014 |  | Non-Lead | After 2014 |  | Non-Lead | No | No |  |  | No | No | No
LSLI2234 | 104 | Pink Mimosa | Horseshoe Bay | 78657 |  |  |  | Non-Lead | No | After 2014 |  | Non-Lead | After 2014 |  | Non-Lead | No | No |  |  | No | No | No
LSLI2235 | 121 | Pink Mimosa | Horseshoe Bay | 78657 |  |  |  | Non-Lead | No | After 2014 |  | Non-Lead | After 2014 |  | Non-Lead | No | No |  |  | No | No | No
LSLI2236 | 149 | Pinkerton Loop | Horseshoe Bay | 78657 |  |  |  | Non-Lead | No | After 2014 |  | Non-Lead | After 2014 |  | Non-Lead | No | No |  |  | No | No | No
LSLI2237 | 119 | Plaza Escondido | Horseshoe Bay | 78657 |  |  |  | Non-Lead | No | Between 1989 and 2014 |  | Non-Lead | Between 1989 and 2014 |  | Non-Lead | Don't Know | Don't Know |  |  | No | No | No
LSLI2238 | 116 | Plaza Escondido | Horseshoe Bay | 78657 |  |  |  | Non-Lead | No | Between 1989 and 2014 |  | Non-Lead | Between 1989 and 2014 |  | Non-Lead | Don't Know | Don't Know |  |  | No | No | No
LSLI2239 | 131 | Plaza Escondido | Horseshoe Bay | 78657 |  |  |  | Non-Lead | No | Between 1989 and 2014 |  | Non-Lead | Between 1989 and 2014 |  | Non-Lead | Don't Know | Don't Know |  |  | No | No | No
LSLI2240 | 122 | Plaza Escondido | Horseshoe Bay | 78657 |  |  |  | Non-Lead | No | Between 1989 and 2014 |  | Non-Lead | Between 1989 and 2014 |  | Non-Lead | Don't Know | Don't Know |  |  | No | No | No
LSLI2241 | 129 | Plaza Escondido | Horseshoe Bay | 78657 |  |  |  | Non-Lead | No | Between 1989 and 2014 |  | Non-Lead | Between 1989 and 2014 |  | Non-Lead | Don't Know | Don't Know |  |  | No | No | No
LSLI2242 | 117 | Plaza Escondido | Horseshoe Bay | 78657 |  |  |  | Non-Lead | No | Between 1989 and 2014 |  | Non-Lead | Between 1989 and 2014 |  | Non-Lead | Don't Know | Don't Know |  |  | No | No | No
LSLI2243 | 128 | Plaza Escondido | Horseshoe Bay | 78657 |  |  |  | Non-Lead | No | After 2014 |  | Non-Lead | After 2014 |  | Non-Lead | No | No |  |  | No | No | No
LSLI2244 | 105 | Plaza Escondido | Horseshoe Bay | 78657 |  |  |  | Non-Lead | No | After 2014 |  | Non-Lead | After 2014 |  | Non-Lead | No | No |  |  | No | No | No
LSLI2245 | 115 | Plaza Escondido | Horseshoe Bay | 78657 |  |  |  | Non-Lead | No | After 2014 |  | Non-Lead | After 2014 |  | Non-Lead | No | No |  |  | No | No | No
LSLI2246 | 120 | Plaza Escondido | Horseshoe Bay | 78657 |  |  |  | Non-Lead | No | After 2014 |  | Non-Lead | After 2014 |  | Non-Lead | No | No |  |  | No | No | No
LSLI2247 | 137 | Plaza Escondido | Horseshoe Bay | 78657 |  |  |  | Non-Lead | No | After 2014 |  | Non-Lead | After 2014 |  | Non-Lead | No | No |  |  | No | No | No
LSLI2248 | 102 | Plaza Escondido | Horseshoe Bay | 78657 |  |  |  | Non-Lead | No | After 2014 |  | Non-Lead | After 2014 |  | Non-Lead | No | No |  |  | No | No | No
LSLI2249 | 121 | Plaza Escondido | Horseshoe Bay | 78657 |  |  |  | Non-Lead | No | After 2014 |  | Non-Lead | After 2014 |  | Non-Lead | No | No |  |  | No | No | No
LSLI2250 | 112 | Plaza Escondido | Horseshoe Bay | 78657 |  |  |  | Non-Lead | No | After 2014 |  | Non-Lead | After 2014 |  | Non-Lead | No | No |  |  | No | No | No
LSLI2251 | 106 | Plaza Escondido | Horseshoe Bay | 78657 |  |  |  | Non-Lead | No | After 2014 |  | Non-Lead | After 2014 |  | Non-Lead | No | No |  |  | No | No | No
LSLI2252 | 125 | Plaza Escondido | Horseshoe Bay | 78657 |  |  |  | Non-Lead | No | After 2014 |  | Non-Lead | After 2014 |  | Non-Lead | No | No |  |  | No | No | No
LSLI2253 | 109 | Plaza Escondido | Horseshoe Bay | 78657 |  |  |  | Non-Lead | No | After 2014 |  | Non-Lead | After 2014 |  | Non-Lead | No | No |  |  | No | No | No
LSLI2254 | 307 | Plenty Deer | Horseshoe Bay | 78657 |  |  |  | Non-Lead | No | Between 1989 and 2014 |  | Non-Lead | Between 1989 and 2014 |  | Non-Lead | Don't Know | Don't Know |  |  | No | No | No
LSLI2255 | 317 | Plenty Deer | Horseshoe Bay | 78657 |  |  |  | Non-Lead | No | Between 1989 and 2014 |  | Non-Lead | Between 1989 and 2014 |  | Non-Lead | Don't Know | Don't Know |  |  | No | No | No
LSLI2256 | 304 | Plenty Deer | Horseshoe Bay | 78657 |  |  |  | Non-Lead | No | After 2014 |  | Non-Lead | After 2014 |  | Non-Lead | No | No |  |  | No | No | No
LSLI2257 | 203 | Plenty Hills | Horseshoe Bay | 78657 |  |  |  | Non-Lead | No | Between 1989 and 2014 |  | Non-Lead | Between 1989 and 2014 |  | Non-Lead | Don't Know | Don't Know |  |  | No | No | No
LSLI2258 | 212 | Plenty Hills | Horseshoe Bay | 78657 |  |  |  | Non-Lead | No | Between 1989 and 2014 |  | Non-Lead | Between 1989 and 2014 |  | Non-Lead | Don't Know | Don't Know |  |  | No | No | No
LSLI2259 | 207 | Plenty Hills | Horseshoe Bay | 78657 |  |  |  | Non-Lead | No | Between 1989 and 2014 |  | Non-Lead | Between 1989 and 2014 |  | Non-Lead | Don't Know | Don't Know |  |  | No | No | No
LSLI2260 | 216 | Plenty Hills | Horseshoe Bay | 78657 |  |  |  | Non-Lead | No | Between 1989 and 2014 |  | Non-Lead | Between 1989 and 2014 |  | Non-Lead | Don't Know | Don't Know |  |  | No | No | No
LSLI2261 | 211 | Plenty Hills | Horseshoe Bay | 78657 |  |  |  | Non-Lead | No | After 2014 |  | Non-Lead | After 2014 |  | Non-Lead | No | No |  |  | No | No | No
LSLI2262 | 217 | Plenty Hills | Horseshoe Bay | 78657 |  |  |  | Non-Lead | No | After 2014 |  | Non-Lead | After 2014 |  | Non-Lead | No | No |  |  | No | No | No
LSLI2263 | 300 | Poker Chip 1 Lk Lbjv | Horseshoe Bay | 78657 |  |  |  | Non-Lead | No | Between 1989 and 2014 |  | Non-Lead | Between 1989 and 2014 |  | Non-Lead | Don't Know | Don't Know |  |  | No | No | No
LSLI2264 | 300 | Poker Chip 10 Lake LBJ Village | Horseshoe Bay | 78657 |  |  |  | Non-Lead | No | Between 1989 and 2014 |  | Non-Lead | Between 1989 and 2014 |  | Non-Lead | Don't Know | Don't Know |  |  | No | No | No
LSLI2265 | 300 | Poker Chip 11 Lake LBJ Village | Horseshoe Bay | 78657 |  |  |  | Non-Lead | No | Between 1989 and 2014 |  | Non-Lead | Between 1989 and 2014 |  | Non-Lead | Don't Know | Don't Know |  |  | No | No | No
LSLI2266 | 300 | Poker Chip 12 Lake LBJ Village | Horseshoe Bay | 78657 |  |  |  | Non-Lead | No | Between 1989 and 2014 |  | Non-Lead | Between 1989 and 2014 |  | Non-Lead | Don't Know | Don't Know |  |  | No | No | No
LSLI2267 | 300 | Poker Chip 13 Lake LBJ Village | Horseshoe Bay | 78657 |  |  |  | Non-Lead | No | Between 1989 and 2014 |  | Non-Lead | Between 1989 and 2014 |  | Non-Lead | Don't Know | Don't Know |  |  | No | No | No
LSLI2268 | 300 | Poker Chip 14 Lake LBJ Village | Horseshoe Bay | 78657 |  |  |  | Non-Lead | No | Between 1989 and 2014 |  | Non-Lead | Between 1989 and 2014 |  | Non-Lead | Don't Know | Don't Know |  |  | No | No | No
LSLI2269 | 300 | Poker Chip 15 Lake LBJ Village | Horseshoe Bay | 78657 |  |  |  | Non-Lead | No | Between 1989 and 2014 |  | Non-Lead | Between 1989 and 2014 |  | Non-Lead | Don't Know | Don't Know |  |  | No | No | No
LSLI2270 | 300 | Poker Chip 16 Lake LBJ Village | Horseshoe Bay | 78657 |  |  |  | Non-Lead | No | Between 1989 and 2014 |  | Non-Lead | Between 1989 and 2014 |  | Non-Lead | Don't Know | Don't Know |  |  | No | No | No
LSLI2271 | 300 | Poker Chip 17 Lake LBJ Village | Horseshoe Bay | 78657 |  |  |  | Non-Lead | No | Between 1989 and 2014 |  | Non-Lead | Between 1989 and 2014 |  | Non-Lead | Don't Know | Don't Know |  |  | No | No | No
LSLI2272 | 300 | Poker Chip 18 | Horseshoe Bay | 78657 |  |  |  | Non-Lead | No | Between 1989 and 2014 |  | Non-Lead | Between 1989 and 2014 |  | Non-Lead | Don't Know | Don't Know |  |  | No | No | No
LSLI2273 | 300 | Poker Chip 2 Lk Lbjv | Horseshoe Bay | 78657 |  |  |  | Non-Lead | No | Between 1989 and 2014 |  | Non-Lead | Between 1989 and 2014 |  | Non-Lead | Don't Know | Don't Know |  |  | No | No | No
LSLI2274 | 300 | Poker Chip 3 Lk Lbjv | Horseshoe Bay | 78657 |  |  |  | Non-Lead | No | Between 1989 and 2014 |  | Non-Lead | Between 1989 and 2014 |  | Non-Lead | Don't Know | Don't Know |  |  | No | No | No
LSLI2275 | 300 | Poker Chip 4 Lk Lbjv | Horseshoe Bay | 78657 |  |  |  | Non-Lead | No | Between 1989 and 2014 |  | Non-Lead | Between 1989 and 2014 |  | Non-Lead | Don't Know | Don't Know |  |  | No | No | No
LSLI2276 | 300 | Poker Chip 7 Lk Lbjv | Horseshoe Bay | 78657 |  |  |  | Non-Lead | No | Between 1989 and 2014 |  | Non-Lead | Between 1989 and 2014 |  | Non-Lead | Don't Know | Don't Know |  |  | No | No | No
LSLI2277 | 300 | Poker Chip 8 Lk Lbjv | Horseshoe Bay | 78657 |  |  |  | Non-Lead | No | Between 1989 and 2014 |  | Non-Lead | Between 1989 and 2014 |  | Non-Lead | Don't Know | Don't Know |  |  | No | No | No
LSLI2278 | 300 | Poker Chip 9 Lake LBJ Village | Horseshoe Bay | 78657 |  |  |  | Non-Lead | No | Between 1989 and 2014 |  | Non-Lead | Between 1989 and 2014 |  | Non-Lead | Don't Know | Don't Know |  |  | No | No | No
LSLI2279 | 217 | Poker Chip B | Horseshoe Bay | 78657 |  |  |  | Non-Lead | No | Between 1989 and 2014 |  | Non-Lead | Between 1989 and 2014 |  | Non-Lead | Don't Know | Don't Know |  |  | No | No | No
LSLI2280 | 1205 | Ponderosa Bend | Horseshoe Bay | 78657 |  |  |  | Non-Lead | No | Between 1989 and 2014 |  | Non-Lead | Between 1989 and 2014 |  | Non-Lead | Don't Know | Don't Know |  |  | No | No | No
LSLI2281 | 1107 | Ponderosa Bend | Horseshoe Bay | 78657 |  |  |  | Non-Lead | No | Between 1989 and 2014 |  | Non-Lead | Between 1989 and 2014 |  | Non-Lead | Don't Know | Don't Know |  |  | No | No | No
LSLI2282 | 1407 | Ponderosa Bend | Horseshoe Bay | 78657 |  |  |  | Non-Lead | No | Between 1989 and 2014 |  | Non-Lead | Between 1989 and 2014 |  | Non-Lead | Don't Know | Don't Know |  |  | No | No | No
LSLI2283 | 1105 | Ponderosa Bend | Horseshoe Bay | 78657 |  |  |  | Non-Lead | No | After 2014 |  | Non-Lead | After 2014 |  | Non-Lead | No | No |  |  | No | No | No
LSLI2284 | 1302 | Ponderosa Bend | Horseshoe Bay | 78657 |  |  |  | Non-Lead | No | After 2014 |  | Non-Lead | After 2014 |  | Non-Lead | No | No |  |  | No | No | No
LSLI2285 | 1209 | Ponderosa Bend | Horseshoe Bay | 78657 |  |  |  | Non-Lead | No | After 2014 |  | Non-Lead | After 2014 |  | Non-Lead | No | No |  |  | No | No | No
LSLI2286 | 100 | Ponderosa Circle | Horseshoe Bay | 78657 |  |  |  | Non-Lead | No | After 2014 |  | Non-Lead | After 2014 |  | Non-Lead | No | No |  |  | No | No | No
LSLI2287 | 607 | Pony Express | Horseshoe Bay | 78657 |  |  |  | Non-Lead | No | Between 1989 and 2014 |  | Non-Lead | Between 1989 and 2014 |  | Non-Lead | Don't Know | Don't Know |  |  | No | No | Yes | Tier 1
LSLI2288 | 612 | Port 2 Port of Call | Horseshoe Bay | 78657 |  |  |  | Non-Lead | No | Between 1989 and 2014 |  | Non-Lead | Between 1989 and 2014 |  | Non-Lead | Don't Know | Don't Know |  |  | No | No | No
LSLI2289 | 612 | Port 4 Port of Call | Horseshoe Bay | 78657 |  |  |  | Non-Lead | No | Between 1989 and 2014 |  | Non-Lead | Between 1989 and 2014 |  | Non-Lead | Don't Know | Don't Know |  |  | No | No | No
LSLI2290 | 612 | Port 6 Port of Call | Horseshoe Bay | 78657 |  |  |  | Non-Lead | No | Between 1989 and 2014 |  | Non-Lead | Between 1989 and 2014 |  | Non-Lead | Don't Know | Don't Know |  |  | No | No | No
LSLI2291 | 612 | Port 8 Port of Call | Horseshoe Bay | 78657 |  |  |  | Non-Lead | No | Between 1989 and 2014 |  | Non-Lead | Between 1989 and 2014 |  | Non-Lead | Don't Know | Don't Know |  |  | No | No | No
LSLI2292 | 612 | Port 9 Port of Call | Horseshoe Bay | 78657 |  |  |  | Non-Lead | No | Between 1989 and 2014 |  | Non-Lead | Between 1989 and 2014 |  | Non-Lead | Don't Know | Don't Know |  |  | No | No | No
LSLI2293 | 604 | Port 1 Bayside | Horseshoe Bay | 78657 |  |  |  | Non-Lead | No | Between 1989 and 2014 |  | Non-Lead | Between 1989 and 2014 |  | Non-Lead | Don't Know | Don't Know |  |  | No | No | No
LSLI2294 | 605 | Port 1 Quarters | Horseshoe Bay | 78657 |  |  |  | Non-Lead | No | Between 1989 and 2014 |  | Non-Lead | Between 1989 and 2014 |  | Non-Lead | Don't Know | Don't Know |  |  | No | No | No
LSLI2295 | 612 | Port 12 Port of Call | Horseshoe Bay | 78657 |  |  |  | Non-Lead | No | Between 1989 and 2014 |  | Non-Lead | Between 1989 and 2014 |  | Non-Lead | Don't Know | Don't Know |  |  | No | No | No
LSLI2296 | 605 | Port 2 Quarters | Horseshoe Bay | 78657 |  |  |  | Non-Lead | No | Between 1989 and 2014 |  | Non-Lead | Between 1989 and 2014 |  | Non-Lead | Don't Know | Don't Know |  |  | No | No | No
LSLI2297 | 606 | Port A | Horseshoe Bay | 78657 |  |  |  | Non-Lead | No | Between 1989 and 2014 |  | Non-Lead | Between 1989 and 2014 |  | Non-Lead | Don't Know | Don't Know |  |  | No | No | No
LSLI2298 | 605 | Port 3 Quarters | Horseshoe Bay | 78657 |  |  |  | Non-Lead | No | Between 1989 and 2014 |  | Non-Lead | Between 1989 and 2014 |  | Non-Lead | Don't Know | Don't Know |  |  | No | No | No
LSLI2299 | 604 | Port 4 Bayside | Horseshoe Bay | 78657 |  |  |  | Non-Lead | No | Between 1989 and 2014 |  | Non-Lead | Between 1989 and 2014 |  | Non-Lead | Don't Know | Don't Know |  |  | No | No | No
LSLI2300 | 605 | Port 4 Quarters | Horseshoe Bay | 78657 |  |  |  | Non-Lead | No | Between 1989 and 2014 |  | Non-Lead | Between 1989 and 2014 |  | Non-Lead | Don't Know | Don't Know |  |  | No | No | No
LSLI2301 | 610 | Port A | Horseshoe Bay | 78657 |  |  |  | Non-Lead | No | Between 1989 and 2014 |  | Non-Lead | Between 1989 and 2014 |  | Non-Lead | Don't Know | Don't Know |  |  | No | No | No
LSLI2302 | 608 | Port A | Horseshoe Bay | 78657 |  |  |  | Non-Lead | No | Between 1989 and 2014 |  | Non-Lead | Between 1989 and 2014 |  | Non-Lead | Don't Know | Don't Know |  |  | No | No | No
LSLI2303 | 606 | Port B | Horseshoe Bay | 78657 |  |  |  | Non-Lead | No | Between 1989 and 2014 |  | Non-Lead | Between 1989 and 2014 |  | Non-Lead | Don't Know | Don't Know |  |  | No | No | No
LSLI2304 | 608 | Port B | Horseshoe Bay | 78657 |  |  |  | Non-Lead | No | Between 1989 and 2014 |  | Non-Lead | Between 1989 and 2014 |  | Non-Lead | Don't Know | Don't Know |  |  | No | No | No
LSLI2305 | 1114 | Powder Horn | Horseshoe Bay | 78657 |  |  |  | Non-Lead | No | Between 1989 and 2014 |  | Non-Lead | Between 1989 and 2014 |  | Non-Lead | Don't Know | Don't Know |  |  | No | No | Yes | Tier 1
LSLI2306 | 1104 | Powder Horn | Horseshoe Bay | 78657 |  |  |  | Non-Lead | No | Between 1989 and 2014 |  | Non-Lead | Between 1989 and 2014 |  | Non-Lead | Don't Know | Don't Know |  |  | No | No | No
LSLI2307 | 1108 | Powder Horn | Horseshoe Bay | 78657 |  |  |  | Non-Lead | No | Between 1989 and 2014 |  | Non-Lead | Between 1989 and 2014 |  | Non-Lead | Don't Know | Don't Know |  |  | No | No | No
LSLI2308 | 1109 | Powder Horn | Horseshoe Bay | 78657 |  |  |  | Non-Lead | No | Between 1989 and 2014 |  | Non-Lead | Between 1989 and 2014 |  | Non-Lead | Don't Know | Don't Know |  |  | No | No | No
LSLI2309 | 1106 | Powder Horn | Horseshoe Bay | 78657 |  |  |  | Non-Lead | No | Between 1989 and 2014 |  | Non-Lead | Between 1989 and 2014 |  | Non-Lead | Don't Know | Don't Know |  |  | No | No | No
LSLI2310 | 1103 | Powder Horn | Horseshoe Bay | 78657 |  |  |  | Non-Lead | No | Between 1989 and 2014 |  | Non-Lead | Between 1989 and 2014 |  | Non-Lead | Don't Know | Don't Know |  |  | No | No | Yes | Tier 1
LSLI2311 | 1113 | Powder Horn | Horseshoe Bay | 78657 |  |  |  | Non-Lead | No | Between 1989 and 2014 |  | Non-Lead | Between 1989 and 2014 |  | Non-Lead | Don't Know | Don't Know |  |  | No | No | No
LSLI2312 | 1112 | Powder Horn | Horseshoe Bay | 78657 |  |  |  | Non-Lead | No | Between 1989 and 2014 |  | Non-Lead | Between 1989 and 2014 |  | Non-Lead | Don't Know | Don't Know |  |  | No | No | No
LSLI2313 | 110 | Prairie | Horseshoe Bay | 78657 |  |  |  | Non-Lead | No | Between 1989 and 2014 |  | Non-Lead | Between 1989 and 2014 |  | Non-Lead | Don't Know | Don't Know |  |  | No | No | No
LSLI2314 | 102 | Prairie | Horseshoe Bay | 78657 |  |  |  | Non-Lead | No | After 2014 |  | Non-Lead | After 2014 |  | Non-Lead | No | No |  |  | No | No | No
LSLI2315 | 5601 | Pronghorn | Horseshoe Bay | 78657 |  |  |  | Non-Lead | No | Between 1989 and 2014 |  | Non-Lead | Between 1989 and 2014 |  | Non-Lead | Don't Know | Don't Know |  |  | No | No | No
LSLI2316 | 6201 | Pronghorn | Horseshoe Bay | 78657 |  |  |  | Non-Lead | No | Between 1989 and 2014 |  | Non-Lead | Between 1989 and 2014 |  | Non-Lead | Don't Know | Don't Know |  |  | No | No | No
LSLI2317 | 6204 | Pronghorn | Horseshoe Bay | 78657 |  |  |  | Non-Lead | No | Between 1989 and 2014 |  | Non-Lead | Between 1989 and 2014 |  | Non-Lead | Don't Know | Don't Know |  |  | No | No | No
LSLI2318 | 4902 | Pronghorn | Horseshoe Bay | 78657 |  |  |  | Non-Lead | No | After 2014 |  | Non-Lead | After 2014 |  | Non-Lead | No | No |  |  | No | No | No
LSLI2319 | 6001 | Pronghorn | Horseshoe Bay | 78657 |  |  |  | Non-Lead | No | After 2014 |  | Non-Lead | After 2014 |  | Non-Lead | No | No |  |  | No | No | No
LSLI2320 | 4300 | Pronghorn | Horseshoe Bay | 78657 |  |  |  | Non-Lead | No | After 2014 |  | Non-Lead | After 2014 |  | Non-Lead | No | No |  |  | No | No | No
LSLI2321 | 1303 | Prospect | Horseshoe Bay | 78657 |  |  |  | Non-Lead | No | Between 1989 and 2014 |  | Non-Lead | Between 1989 and 2014 |  | Non-Lead | Don't Know | Don't Know |  |  | No | No | No
LSLI2322 | 1408 | Prospect | Horseshoe Bay | 78657 |  |  |  | Non-Lead | No | Between 1989 and 2014 |  | Non-Lead | Between 1989 and 2014 |  | Non-Lead | Don't Know | Don't Know |  |  | No | No | No
LSLI2323 | 1512 | Prospect | Horseshoe Bay | 78657 |  |  |  | Non-Lead | No | Between 1989 and 2014 |  | Non-Lead | Between 1989 and 2014 |  | Non-Lead | Don't Know | Don't Know |  |  | No | No | No
LSLI2324 | 1406 | Prospect | Horseshoe Bay | 78657 |  |  |  | Non-Lead | No | After 2014 |  | Non-Lead | After 2014 |  | Non-Lead | No | No |  |  | No | No | No
LSLI2325 | 1315 | Prospect | Horseshoe Bay | 78657 |  |  |  | Non-Lead | No | After 2014 |  | Non-Lead | After 2014 |  | Non-Lead | No | No |  |  | No | No | No
LSLI2326 | 202 | Purple Granite | Horseshoe Bay | 78657 |  |  |  | Non-Lead | No | After 2014 |  | Non-Lead | After 2014 |  | Non-Lead | No | No |  |  | No | No | No
LSLI2327 | 101 | Purple Granite E | Horseshoe Bay | 78657 |  |  |  | Non-Lead | No | Between 1989 and 2014 |  | Non-Lead | Between 1989 and 2014 |  | Non-Lead | Don't Know | Don't Know |  |  | No | No | No
LSLI2328 | 207 | Purple Granite W | Horseshoe Bay | 78657 |  |  |  | Non-Lead | No | Between 1989 and 2014 |  | Non-Lead | Between 1989 and 2014 |  | Non-Lead | Don't Know | Don't Know |  |  | No | No | No
LSLI2329 | 1509 | Purple Sage | Horseshoe Bay | 78657 |  |  |  | Non-Lead | No | After 2014 |  | Non-Lead | After 2014 |  | Non-Lead | No | No |  |  | No | No | No
LSLI2330 | 104 | Quail | Horseshoe Bay | 78657 |  |  |  | Non-Lead | No | After 2014 |  | Non-Lead | After 2014 |  | Non-Lead | No | No |  |  | No | No | No
LSLI2331 | 27 | Quail Ridge | Horseshoe Bay | 78657 |  |  |  | Non-Lead | No | Between 1989 and 2014 |  | Non-Lead | Between 1989 and 2014 |  | Non-Lead | Don't Know | Don't Know |  |  | No | No | No
LSLI2332 | 10 | Quail Ridge | Horseshoe Bay | 78657 |  |  |  | Non-Lead | No | Between 1989 and 2014 |  | Non-Lead | Between 1989 and 2014 |  | Non-Lead | Don't Know | Don't Know |  |  | No | No | No
LSLI2333 | 12 | Quail Ridge | Horseshoe Bay | 78657 |  |  |  | Non-Lead | No | After 2014 |  | Non-Lead | After 2014 |  | Non-Lead | No | No |  |  | No | No | No
LSLI2334 | 11 | Quail Ridge & 20 | Horseshoe Bay | 78657 |  |  |  | Non-Lead | No | After 2014 |  | Non-Lead | After 2014 |  | Non-Lead | No | No |  |  | No | No | No
LSLI2335 | 21 | Quail Ridge & 22 (648 CR 311) | Horseshoe Bay | 78657 |  |  |  | Non-Lead | No | Between 1989 and 2014 |  | Non-Lead | Between 1989 and 2014 |  | Non-Lead | Don't Know | Don't Know |  |  | No | No | No
LSLI2336 | 411 | Quartz Way | Horseshoe Bay | 78657 |  |  |  | Non-Lead | No | After 2014 |  | Non-Lead | After 2014 |  | Non-Lead | No | No |  |  | No | No | No
LSLI2337 | 405 | Quartz Way | Horseshoe Bay | 78657 |  |  |  | Non-Lead | No | After 2014 |  | Non-Lead | After 2014 |  | Non-Lead | No | No |  |  | No | No | No
LSLI2338 | 805 | Quick Draw | Horseshoe Bay | 78657 |  |  |  | Non-Lead | No | Between 1989 and 2014 |  | Non-Lead | Between 1989 and 2014 |  | Non-Lead | Don't Know | Don't Know |  |  | No | No | No
LSLI2339 | 204 | Quick Draw | Horseshoe Bay | 78657 |  |  |  | Non-Lead | No | Between 1989 and 2014 |  | Non-Lead | Between 1989 and 2014 |  | Non-Lead | Don't Know | Don't Know |  |  | No | No | No
LSLI2340 | 505 | Quick Draw | Horseshoe Bay | 78657 |  |  |  | Non-Lead | No | Between 1989 and 2014 |  | Non-Lead | Between 1989 and 2014 |  | Non-Lead | Don't Know | Don't Know |  |  | No | No | No
LSLI2341 | 520 | Quick Draw | Horseshoe Bay | 78657 |  |  |  | Non-Lead | No | Between 1989 and 2014 |  | Non-Lead | Between 1989 and 2014 |  | Non-Lead | Don't Know | Don't Know |  |  | No | No | No
LSLI2342 | 901 | Quick Draw | Horseshoe Bay | 78657 |  |  |  | Non-Lead | No | After 2014 |  | Non-Lead | After 2014 |  | Non-Lead | No | No |  |  | No | No | No
LSLI2343 | 380 | Quick Draw | Horseshoe Bay | 78657 |  |  |  | Non-Lead | No | After 2014 |  | Non-Lead | After 2014 |  | Non-Lead | No | No |  |  | No | No | No
LSLI2344 | 570 | Quick Draw | Horseshoe Bay | 78657 |  |  |  | Non-Lead | No | After 2014 |  | Non-Lead | After 2014 |  | Non-Lead | No | No |  |  | No | No | No
LSLI2345 | 402 | Quicksilver | Horseshoe Bay | 78657 |  |  |  | Non-Lead | No | Between 1989 and 2014 |  | Non-Lead | Between 1989 and 2014 |  | Non-Lead | Don't Know | Don't Know |  |  | No | No | No
LSLI2346 | 406 | Quicksilver | Horseshoe Bay | 78657 |  |  |  | Non-Lead | No | After 2014 |  | Non-Lead | After 2014 |  | Non-Lead | No | No |  |  | No | No | No
LSLI2347 | 409 | Quicksilver | Horseshoe Bay | 78657 |  |  |  | Non-Lead | No | After 2014 |  | Non-Lead | After 2014 |  | Non-Lead | No | No |  |  | No | No | No
LSLI2348 | 115 | Rainbow | Horseshoe Bay | 78657 |  |  |  | Non-Lead | No | Between 1989 and 2014 |  | Non-Lead | Between 1989 and 2014 |  | Non-Lead | Don't Know | Don't Know |  |  | No | No | No
LSLI2349 | 105 | Rainbow | Horseshoe Bay | 78657 |  |  |  | Non-Lead | No | After 2014 |  | Non-Lead | After 2014 |  | Non-Lead | No | No |  |  | No | No | No
LSLI2350 | 111 | Rainbow | Horseshoe Bay | 78657 |  |  |  | Non-Lead | No | After 2014 |  | Non-Lead | After 2014 |  | Non-Lead | No | No |  |  | No | No | No
LSLI2351 | 107 | Ravine | Horseshoe Bay | 78657 |  |  |  | Non-Lead | No | Between 1989 and 2014 |  | Non-Lead | Between 1989 and 2014 |  | Non-Lead | Don't Know | Don't Know |  |  | No | No | No
LSLI2352 | 109 | Ravine | Horseshoe Bay | 78657 |  |  |  | Non-Lead | No | Between 1989 and 2014 |  | Non-Lead | Between 1989 and 2014 |  | Non-Lead | Don't Know | Don't Know |  |  | No | No | No
LSLI2353 | 108 | Ravine | Horseshoe Bay | 78657 |  |  |  | Non-Lead | No | Between 1989 and 2014 |  | Non-Lead | Between 1989 and 2014 |  | Non-Lead | Don't Know | Don't Know |  |  | No | No | No
LSLI2354 | 100 | Ravine | Horseshoe Bay | 78657 |  |  |  | Non-Lead | No | After 2014 |  | Non-Lead | After 2014 |  | Non-Lead | No | No |  |  | No | No | No
LSLI2355 | 401 | Rawhide | Horseshoe Bay | 78657 |  |  |  | Non-Lead | No | Between 1989 and 2014 |  | Non-Lead | Between 1989 and 2014 |  | Non-Lead | Don't Know | Don't Know |  |  | No | No | No
LSLI2356 | 406 | Rawhide | Horseshoe Bay | 78657 |  |  |  | Non-Lead | No | Between 1989 and 2014 |  | Non-Lead | Between 1989 and 2014 |  | Non-Lead | Don't Know | Don't Know |  |  | No | No | No
LSLI2357 | 506 | Rawhide | Horseshoe Bay | 78657 |  |  |  | Non-Lead | No | Between 1989 and 2014 |  | Non-Lead | Between 1989 and 2014 |  | Non-Lead | Don't Know | Don't Know |  |  | No | No | No
LSLI2358 | 410 | Rawhide | Horseshoe Bay | 78657 |  |  |  | Non-Lead | No | Between 1989 and 2014 |  | Non-Lead | Between 1989 and 2014 |  | Non-Lead | Don't Know | Don't Know |  |  | No | No | No
LSLI2359 | 502 | Rawhide | Horseshoe Bay | 78657 |  |  |  | Non-Lead | No | Between 1989 and 2014 |  | Non-Lead | Between 1989 and 2014 |  | Non-Lead | Don't Know | Don't Know |  |  | No | No | No
LSLI2360 | 411 | Rawhide | Horseshoe Bay | 78657 |  |  |  | Non-Lead | No | Between 1989 and 2014 |  | Non-Lead | Between 1989 and 2014 |  | Non-Lead | Don't Know | Don't Know |  |  | No | No | No
LSLI2361 | 404 | Rawhide | Horseshoe Bay | 78657 |  |  |  | Non-Lead | No | Between 1989 and 2014 |  | Non-Lead | Between 1989 and 2014 |  | Non-Lead | Don't Know | Don't Know |  |  | No | No | No
LSLI2362 | 909 | Red Sails | Horseshoe Bay | 78657 |  |  |  | Non-Lead | No | Between 1989 and 2014 |  | Non-Lead | Between 1989 and 2014 |  | Non-Lead | Don't Know | Don't Know |  |  | No | No | No
LSLI2363 | 609 | Red Sails | Horseshoe Bay | 78657 |  |  |  | Non-Lead | No | Between 1989 and 2014 |  | Non-Lead | Between 1989 and 2014 |  | Non-Lead | Don't Know | Don't Know |  |  | No | No | No
LSLI2364 | 1014 | Red Sails | Horseshoe Bay | 78657 |  |  |  | Non-Lead | No | Between 1989 and 2014 |  | Non-Lead | Between 1989 and 2014 |  | Non-Lead | Don't Know | Don't Know |  |  | No | No | No
LSLI2365 | 907 | Red Sails | Horseshoe Bay | 78657 |  |  |  | Non-Lead | No | Between 1989 and 2014 |  | Non-Lead | Between 1989 and 2014 |  | Non-Lead | Don't Know | Don't Know |  |  | No | No | No
LSLI2366 | 1003 | Red Sails | Horseshoe Bay | 78657 |  |  |  | Non-Lead | No | Between 1989 and 2014 |  | Non-Lead | Between 1989 and 2014 |  | Non-Lead | Don't Know | Don't Know |  |  | No | No | No
LSLI2367 | 1020 | Red Sails | Horseshoe Bay | 78657 |  |  |  | Non-Lead | No | Between 1989 and 2014 |  | Non-Lead | Between 1989 and 2014 |  | Non-Lead | Don't Know | Don't Know |  |  | No | No | No
LSLI2368 | 1012 | Red Sails | Horseshoe Bay | 78657 |  |  |  | Non-Lead | No | Between 1989 and 2014 |  | Non-Lead | Between 1989 and 2014 |  | Non-Lead | Don't Know | Don't Know |  |  | No | No | No
LSLI2369 | 905 | Red Sails | Horseshoe Bay | 78657 |  |  |  | Non-Lead | No | Between 1989 and 2014 |  | Non-Lead | Between 1989 and 2014 |  | Non-Lead | Don't Know | Don't Know |  |  | No | No | No
LSLI2370 | 1008 | Red Sails | Horseshoe Bay | 78657 |  |  |  | Non-Lead | No | Between 1989 and 2014 |  | Non-Lead | Between 1989 and 2014 |  | Non-Lead | Don't Know | Don't Know |  |  | No | No | No
LSLI2371 | 801 | Red Sails | Horseshoe Bay | 78657 |  |  |  | Non-Lead | No | Between 1989 and 2014 |  | Non-Lead | Between 1989 and 2014 |  | Non-Lead | Don't Know | Don't Know |  |  | No | No | No
LSLI2372 | 706 | Red Sails | Horseshoe Bay | 78657 |  |  |  | Non-Lead | No | Between 1989 and 2014 |  | Non-Lead | Between 1989 and 2014 |  | Non-Lead | Don't Know | Don't Know |  |  | No | No | Yes | Tier 1
LSLI2373 | 912 | Red Sails | Horseshoe Bay | 78657 |  |  |  | Non-Lead | No | Between 1989 and 2014 |  | Non-Lead | Between 1989 and 2014 |  | Non-Lead | Don't Know | Don't Know |  |  | No | No | No
LSLI2374 | 900 | Red Sails | Horseshoe Bay | 78657 |  |  |  | Non-Lead | No | Between 1989 and 2014 |  | Non-Lead | Between 1989 and 2014 |  | Non-Lead | Don't Know | Don't Know |  |  | No | No | No
LSLI2375 | 1010 | Red Sails | Horseshoe Bay | 78657 |  |  |  | Non-Lead | No | Between 1989 and 2014 |  | Non-Lead | Between 1989 and 2014 |  | Non-Lead | Don't Know | Don't Know |  |  | No | No | No
LSLI2376 | 1001 | Red Sails | Horseshoe Bay | 78657 |  |  |  | Non-Lead | No | Between 1989 and 2014 |  | Non-Lead | Between 1989 and 2014 |  | Non-Lead | Don't Know | Don't Know |  |  | No | No | No
LSLI2377 | 1004 | Red Sails | Horseshoe Bay | 78657 |  |  |  | Non-Lead | No | Between 1989 and 2014 |  | Non-Lead | Between 1989 and 2014 |  | Non-Lead | Don't Know | Don't Know |  |  | No | No | No
LSLI2378 | 600 | Red Sails | Horseshoe Bay | 78657 |  |  |  | Non-Lead | No | Between 1989 and 2014 |  | Non-Lead | Between 1989 and 2014 |  | Non-Lead | Don't Know | Don't Know |  |  | No | No | No
LSLI2379 | 1005 | Red Sails | Horseshoe Bay | 78657 |  |  |  | Non-Lead | No | Between 1989 and 2014 |  | Non-Lead | Between 1989 and 2014 |  | Non-Lead | Don't Know | Don't Know |  |  | No | No | No
LSLI2380 | 1018 | Red Sails | Horseshoe Bay | 78657 |  |  |  | Non-Lead | No | Between 1989 and 2014 |  | Non-Lead | Between 1989 and 2014 |  | Non-Lead | Don't Know | Don't Know |  |  | No | No | No
LSLI2381 | 1022 | Red Sails | Horseshoe Bay | 78657 |  |  |  | Non-Lead | No | Between 1989 and 2014 |  | Non-Lead | Between 1989 and 2014 |  | Non-Lead | Don't Know | Don't Know |  |  | No | No | No
LSLI2382 | 705 | Red Sails | Horseshoe Bay | 78657 |  |  |  | Non-Lead | No | Between 1989 and 2014 |  | Non-Lead | Between 1989 and 2014 |  | Non-Lead | Don't Know | Don't Know |  |  | No | No | No
LSLI2383 | 703 | Red Sails | Horseshoe Bay | 78657 |  |  |  | Non-Lead | No | Between 1989 and 2014 |  | Non-Lead | Between 1989 and 2014 |  | Non-Lead | Don't Know | Don't Know |  |  | No | No | Yes | Tier 1
LSLI2384 | 709 | Red Sails | Horseshoe Bay | 78657 |  |  |  | Non-Lead | No | Between 1989 and 2014 |  | Non-Lead | Between 1989 and 2014 |  | Non-Lead | Don't Know | Don't Know |  |  | No | No | No
LSLI2385 | 804 | Red Sails | Horseshoe Bay | 78657 |  |  |  | Non-Lead | No | After 2014 |  | Non-Lead | After 2014 |  | Non-Lead | No | No |  |  | No | No | No
LSLI2386 | 905 | Red Sails Guest Hse | Horseshoe Bay | 78657 |  |  |  | Non-Lead | No | Between 1989 and 2014 |  | Non-Lead | Between 1989 and 2014 |  | Non-Lead | Don't Know | Don't Know |  |  | No | No | No
LSLI2387 | 109 | Ridgeview | Horseshoe Bay | 78657 |  |  |  | Non-Lead | No | Between 1989 and 2014 |  | Non-Lead | Between 1989 and 2014 |  | Non-Lead | Don't Know | Don't Know |  |  | No | No | No
LSLI2388 | 104 | Ridgeway | Horseshoe Bay | 78657 |  |  |  | Non-Lead | No | After 2014 |  | Non-Lead | After 2014 |  | Non-Lead | No | No |  |  | No | No | No
LSLI2389 | 213 | Right Ln | Horseshoe Bay | 78657 |  |  |  | Non-Lead | No | Between 1989 and 2014 |  | Non-Lead | Between 1989 and 2014 |  | Non-Lead | Don't Know | Don't Know |  |  | No | No | No
LSLI2390 | 300 | Right Ln | Horseshoe Bay | 78657 |  |  |  | Non-Lead | No | Between 1989 and 2014 |  | Non-Lead | Between 1989 and 2014 |  | Non-Lead | Don't Know | Don't Know |  |  | No | No | No
LSLI2391 | 210 | Right Ln | Horseshoe Bay | 78657 |  |  |  | Non-Lead | No | After 2014 |  | Non-Lead | After 2014 |  | Non-Lead | No | No |  |  | No | No | No
LSLI2392 | 209 | Right Ln | Horseshoe Bay | 78657 |  |  |  | Non-Lead | No | Between 1989 and 2014 |  | Non-Lead | Between 1989 and 2014 |  | Non-Lead | Don't Know | Don't Know |  |  | No | No | No
LSLI2393 | 300 | Right Ln | Horseshoe Bay | 78657 |  |  |  | Non-Lead | No | After 2014 |  | Non-Lead | After 2014 |  | Non-Lead | No | No |  |  | No | No | No
LSLI2394 | 200 | Right Ln A | Horseshoe Bay | 78657 |  |  |  | Non-Lead | No | After 2014 |  | Non-Lead | After 2014 |  | Non-Lead | No | No |  |  | No | No | No
LSLI2395 | 200 | Right Ln B | Horseshoe Bay | 78657 |  |  |  | Non-Lead | No | After 2014 |  | Non-Lead | After 2014 |  | Non-Lead | No | No |  |  | No | No | No
LSLI2396 | 500 | Rio | Horseshoe Bay | 78657 |  |  |  | Non-Lead | No | Between 1989 and 2014 |  | Non-Lead | Between 1989 and 2014 |  | Non-Lead | Don't Know | Don't Know |  |  | No | No | No
LSLI2397 | 404 | Rio | Horseshoe Bay | 78657 |  |  |  | Non-Lead | No | Between 1989 and 2014 |  | Non-Lead | Between 1989 and 2014 |  | Non-Lead | Don't Know | Don't Know |  |  | No | No | No
LSLI2398 | 411 | Rio | Horseshoe Bay | 78657 |  |  |  | Non-Lead | No | Between 1989 and 2014 |  | Non-Lead | Between 1989 and 2014 |  | Non-Lead | Don't Know | Don't Know |  |  | No | No | No
LSLI2399 | 403 | Rio | Horseshoe Bay | 78657 |  |  |  | Non-Lead | No | After 2014 |  | Non-Lead | After 2014 |  | Non-Lead | No | No |  |  | No | No | No
LSLI2400 | 508 | Rio | Horseshoe Bay | 78657 |  |  |  | Non-Lead | No | After 2014 |  | Non-Lead | After 2014 |  | Non-Lead | No | No |  |  | No | No | No
LSLI2401 | 512 | Rio | Horseshoe Bay | 78657 |  |  |  | Non-Lead | No | After 2014 |  | Non-Lead | After 2014 |  | Non-Lead | No | No |  |  | No | No | No
LSLI2402 | 504 | Rio | Horseshoe Bay | 78657 |  |  |  | Non-Lead | No | After 2014 |  | Non-Lead | After 2014 |  | Non-Lead | No | No |  |  | No | No | No
LSLI2403 | 405 | Rio | Horseshoe Bay | 78657 |  |  |  | Non-Lead | No | After 2014 |  | Non-Lead | After 2014 |  | Non-Lead | No | No |  |  | No | No | No
LSLI2404 | 606 | Rio 101 Deer Creek VIllage | Horseshoe Bay | 78657 |  |  |  | Non-Lead | No | Between 1989 and 2014 |  | Non-Lead | Between 1989 and 2014 |  | Non-Lead | Don't Know | Don't Know |  |  | No | No | No
LSLI2405 | 606 | Rio 102 Deer Creek Village | Horseshoe Bay | 78657 |  |  |  | Non-Lead | No | Between 1989 and 2014 |  | Non-Lead | Between 1989 and 2014 |  | Non-Lead | Don't Know | Don't Know |  |  | No | No | No
LSLI2406 | 606 | Rio 103 Deer Creek Village | Horseshoe Bay | 78657 |  |  |  | Non-Lead | No | Between 1989 and 2014 |  | Non-Lead | Between 1989 and 2014 |  | Non-Lead | Don't Know | Don't Know |  |  | No | No | No
LSLI2407 | 606 | Rio 104 Deer Creek VIllage | Horseshoe Bay | 78657 |  |  |  | Non-Lead | No | Between 1989 and 2014 |  | Non-Lead | Between 1989 and 2014 |  | Non-Lead | Don't Know | Don't Know |  |  | No | No | No
LSLI2408 | 606 | Rio 105 Deer Creek Village | Horseshoe Bay | 78657 |  |  |  | Non-Lead | No | Between 1989 and 2014 |  | Non-Lead | Between 1989 and 2014 |  | Non-Lead | Don't Know | Don't Know |  |  | No | No | No
LSLI2409 | 606 | Rio 106 Deer Creek Village | Horseshoe Bay | 78657 |  |  |  | Non-Lead | No | Between 1989 and 2014 |  | Non-Lead | Between 1989 and 2014 |  | Non-Lead | Don't Know | Don't Know |  |  | No | No | No
LSLI2410 | 111 | Rivalto | Horseshoe Bay | 78657 |  |  |  | Non-Lead | No | Between 1989 and 2014 |  | Non-Lead | Between 1989 and 2014 |  | Non-Lead | Don't Know | Don't Know |  |  | No | No | No
LSLI2411 | 103 | Rivalto | Horseshoe Bay | 78657 |  |  |  | Non-Lead | No | After 2014 |  | Non-Lead | After 2014 |  | Non-Lead | No | No |  |  | No | No | No
LSLI2412 | 110 | Rivalto | Horseshoe Bay | 78657 |  |  |  | Non-Lead | No | After 2014 |  | Non-Lead | After 2014 |  | Non-Lead | No | No |  |  | No | No | No
LSLI2413 | 100 | Rivalto | Horseshoe Bay | 78657 |  |  |  | Non-Lead | No | After 2014 |  | Non-Lead | After 2014 |  | Non-Lead | No | No |  |  | No | No | No
LSLI2414 | 106 | Rivalto | Horseshoe Bay | 78657 |  |  |  | Non-Lead | No | After 2014 |  | Non-Lead | After 2014 |  | Non-Lead | No | No |  |  | No | No | No
LSLI2415 | 131 | Rivalto | Horseshoe Bay | 78657 |  |  |  | Non-Lead | No | After 2014 |  | Non-Lead | After 2014 |  | Non-Lead | No | No |  |  | No | No | No
LSLI2416 | 133 | Rivalto | Horseshoe Bay | 78657 |  |  |  | Non-Lead | No | After 2014 |  | Non-Lead | After 2014 |  | Non-Lead | No | No |  |  | No | No | No
LSLI2417 | 135 | Rivalto | Horseshoe Bay | 78657 |  |  |  | Non-Lead | No | After 2014 |  | Non-Lead | After 2014 |  | Non-Lead | No | No |  |  | No | No | No
LSLI2418 | 137 | Rivalto | Horseshoe Bay | 78657 |  |  |  | Non-Lead | No | After 2014 |  | Non-Lead | After 2014 |  | Non-Lead | No | No |  |  | No | No | No
LSLI2419 | 109 | Rivalto | Horseshoe Bay | 78657 |  |  |  | Non-Lead | No | After 2014 |  | Non-Lead | After 2014 |  | Non-Lead | No | No |  |  | No | No | No
LSLI2420 | 113 | Rivalto | Horseshoe Bay | 78657 |  |  |  | Non-Lead | No | After 2014 |  | Non-Lead | After 2014 |  | Non-Lead | No | No |  |  | No | No | No
LSLI2421 | 136 | Rivalto | Horseshoe Bay | 78657 |  |  |  | Non-Lead | No | After 2014 |  | Non-Lead | After 2014 |  | Non-Lead | No | No |  |  | No | No | No
LSLI2422 | 138 | Rivalto | Horseshoe Bay | 78657 |  |  |  | Non-Lead | No | After 2014 |  | Non-Lead | After 2014 |  | Non-Lead | No | No |  |  | No | No | No
LSLI2423 | 140 | Rivalto | Horseshoe Bay | 78657 |  |  |  | Non-Lead | No | After 2014 |  | Non-Lead | After 2014 |  | Non-Lead | No | No |  |  | No | No | No
LSLI2424 | 115 | Rivalto | Horseshoe Bay | 78657 |  |  |  | Non-Lead | No | After 2014 |  | Non-Lead | After 2014 |  | Non-Lead | No | No |  |  | No | No | No
LSLI2425 | 130 | Rivalto | Horseshoe Bay | 78657 |  |  |  | Non-Lead | No | After 2014 |  | Non-Lead | After 2014 |  | Non-Lead | No | No |  |  | No | No | No
LSLI2426 | 132 | Rivalto | Horseshoe Bay | 78657 |  |  |  | Non-Lead | No | After 2014 |  | Non-Lead | After 2014 |  | Non-Lead | No | No |  |  | No | No | No
LSLI2427 | 134 | Rivalto | Horseshoe Bay | 78657 |  |  |  | Non-Lead | No | After 2014 |  | Non-Lead | After 2014 |  | Non-Lead | No | No |  |  | No | No | No
LSLI2428 | 128 | Rivalto | Horseshoe Bay | 78657 |  |  |  | Non-Lead | No | After 2014 |  | Non-Lead | After 2014 |  | Non-Lead | No | No |  |  | No | No | No
LSLI2429 | 116 | Rivalto | Horseshoe Bay | 78657 |  |  |  | Non-Lead | No | After 2014 |  | Non-Lead | After 2014 |  | Non-Lead | No | No |  |  | No | No | No
LSLI2430 | 121 | Rivalto | Horseshoe Bay | 78657 |  |  |  | Non-Lead | No | After 2014 |  | Non-Lead | After 2014 |  | Non-Lead | No | No |  |  | No | No | No
LSLI2431 | 122 | Rivalto | Horseshoe Bay | 78657 |  |  |  | Non-Lead | No | After 2014 |  | Non-Lead | After 2014 |  | Non-Lead | No | No |  |  | No | No | No
LSLI2432 | 124 | Rivalto | Horseshoe Bay | 78657 |  |  |  | Non-Lead | No | After 2014 |  | Non-Lead | After 2014 |  | Non-Lead | No | No |  |  | No | No | No
LSLI2433 | 117 | Rivalto | Horseshoe Bay | 78657 |  |  |  | Non-Lead | No | After 2014 |  | Non-Lead | After 2014 |  | Non-Lead | No | No |  |  | No | No | No
LSLI2434 | 119 | Rivalto | Horseshoe Bay | 78657 |  |  |  | Non-Lead | No | After 2014 |  | Non-Lead | After 2014 |  | Non-Lead | No | No |  |  | No | No | No
LSLI2435 | 107 | Rivalto | Horseshoe Bay | 78657 |  |  |  | Non-Lead | No | Between 1989 and 2014 |  | Non-Lead | Between 1989 and 2014 |  | Non-Lead | Don't Know | Don't Know |  |  | No | No | No
LSLI2436 | 105 | Rivalto | Horseshoe Bay | 78657 |  |  |  | Non-Lead | No | After 2014 |  | Non-Lead | After 2014 |  | Non-Lead | No | No |  |  | No | No | No
LSLI2437 | 116 | Rock -N- Robyn | Horseshoe Bay | 78657 |  |  |  | Non-Lead | No | Between 1989 and 2014 |  | Non-Lead | Between 1989 and 2014 |  | Non-Lead | Don't Know | Don't Know |  |  | No | No | No
LSLI2438 | 136 | Rock -N- Robyn | Horseshoe Bay | 78657 |  |  |  | Non-Lead | No | Between 1989 and 2014 |  | Non-Lead | Between 1989 and 2014 |  | Non-Lead | Don't Know | Don't Know |  |  | No | No | No
LSLI2439 | 114 | Rock -N- Robyn | Horseshoe Bay | 78657 |  |  |  | Non-Lead | No | Between 1989 and 2014 |  | Non-Lead | Between 1989 and 2014 |  | Non-Lead | Don't Know | Don't Know |  |  | No | No | No
LSLI2440 | 138 | Rock -N- Robyn | Horseshoe Bay | 78657 |  |  |  | Non-Lead | No | Between 1989 and 2014 |  | Non-Lead | Between 1989 and 2014 |  | Non-Lead | Don't Know | Don't Know |  |  | No | No | No
LSLI2441 | 118 | Rock -N- Robyn | Horseshoe Bay | 78657 |  |  |  | Non-Lead | No | Between 1989 and 2014 |  | Non-Lead | Between 1989 and 2014 |  | Non-Lead | Don't Know | Don't Know |  |  | No | No | No
LSLI2442 | 103 | Rock -N- Robyn | Horseshoe Bay | 78657 |  |  |  | Non-Lead | No | Between 1989 and 2014 |  | Non-Lead | Between 1989 and 2014 |  | Non-Lead | Don't Know | Don't Know |  |  | No | No | No
LSLI2443 | 126 | Rock -N- Robyn | Horseshoe Bay | 78657 |  |  |  | Non-Lead | No | Between 1989 and 2014 |  | Non-Lead | Between 1989 and 2014 |  | Non-Lead | Don't Know | Don't Know |  |  | No | No | No
LSLI2444 | 132 | Rock -N- Robyn | Horseshoe Bay | 78657 |  |  |  | Non-Lead | No | After 2014 |  | Non-Lead | After 2014 |  | Non-Lead | No | No |  |  | No | No | No
LSLI2445 | 107 | Rock-N-Robyn | Horseshoe Bay | 78657 |  |  |  | Non-Lead | No | Between 1989 and 2014 |  | Non-Lead | Between 1989 and 2014 |  | Non-Lead | Don't Know | Don't Know |  |  | No | No | No
LSLI2446 | 110 | Rock-N-Robyn | Horseshoe Bay | 78657 |  |  |  | Non-Lead | No | After 2014 |  | Non-Lead | After 2014 |  | Non-Lead | No | No |  |  | No | No | No
LSLI2447 | 111 | Rock-N-Robyn | Horseshoe Bay | 78657 |  |  |  | Non-Lead | No | After 2014 |  | Non-Lead | After 2014 |  | Non-Lead | No | No |  |  | No | No | No
LSLI2448 | 140 | Rock-N-Robyn | Horseshoe Bay | 78657 |  |  |  | Non-Lead | No | After 2014 |  | Non-Lead | After 2014 |  | Non-Lead | No | No |  |  | No | No | No
LSLI2449 | 112 | Rock-N-Robyn | Horseshoe Bay | 78657 |  |  |  | Non-Lead | No | After 2014 |  | Non-Lead | After 2014 |  | Non-Lead | No | No |  |  | No | No | No
LSLI2450 | 113 | Rock-N-Robyn | Horseshoe Bay | 78657 |  |  |  | Non-Lead | No | After 2014 |  | Non-Lead | After 2014 |  | Non-Lead | No | No |  |  | No | No | No
LSLI2451 | 605 | Rocky Ridge A Grassy Knoll | Horseshoe Bay | 78657 |  |  |  | Non-Lead | No | Between 1989 and 2014 |  | Non-Lead | Between 1989 and 2014 |  | Non-Lead | Don't Know | Don't Know |  |  | No | No | No
LSLI2452 | 605 | Rocky Ridge B Grassy Knoll | Horseshoe Bay | 78657 |  |  |  | Non-Lead | No | Between 1989 and 2014 |  | Non-Lead | Between 1989 and 2014 |  | Non-Lead | Don't Know | Don't Know |  |  | No | No | No
LSLI2453 | 605 | Rocky Ridge C Grassy Knoll | Horseshoe Bay | 78657 |  |  |  | Non-Lead | No | Between 1989 and 2014 |  | Non-Lead | Between 1989 and 2014 |  | Non-Lead | Don't Know | Don't Know |  |  | No | No | No
LSLI2454 | 605 | Rocky Ridge D Grassy Knoll | Horseshoe Bay | 78657 |  |  |  | Non-Lead | No | Between 1989 and 2014 |  | Non-Lead | Between 1989 and 2014 |  | Non-Lead | Don't Know | Don't Know |  |  | No | No | No
LSLI2455 | 115 | Rolling Hills | Horseshoe Bay | 78657 |  |  |  | Non-Lead | No | Between 1989 and 2014 |  | Non-Lead | Between 1989 and 2014 |  | Non-Lead | Don't Know | Don't Know |  |  | No | No | No
LSLI2456 | 114 | Rolling Hills | Horseshoe Bay | 78657 |  |  |  | Non-Lead | No | After 2014 |  | Non-Lead | After 2014 |  | Non-Lead | No | No |  |  | No | No | No
LSLI2457 | 805 | Round Up | Horseshoe Bay | 78657 |  |  |  | Non-Lead | No | Between 1989 and 2014 |  | Non-Lead | Between 1989 and 2014 |  | Non-Lead | Don't Know | Don't Know |  |  | No | No | No
LSLI2458 | 701 | Round Up | Horseshoe Bay | 78657 |  |  |  | Non-Lead | No | Between 1989 and 2014 |  | Non-Lead | Between 1989 and 2014 |  | Non-Lead | Don't Know | Don't Know |  |  | No | No | No
LSLI2459 | 800 | Round Up | Horseshoe Bay | 78657 |  |  |  | Non-Lead | No | Between 1989 and 2014 |  | Non-Lead | Between 1989 and 2014 |  | Non-Lead | Don't Know | Don't Know |  |  | No | No | No
LSLI2460 | 700 | Round Up | Horseshoe Bay | 78657 |  |  |  | Non-Lead | No | Between 1989 and 2014 |  | Non-Lead | Between 1989 and 2014 |  | Non-Lead | Don't Know | Don't Know |  |  | No | No | No
LSLI2461 | 301 | RR 2831 | Horseshoe Bay | 78657 |  |  |  | Non-Lead | No | After 2014 |  | Non-Lead | After 2014 |  | Non-Lead | No | No |  |  | No | No | No
LSLI2462 | 601 | RR 2831 | Horseshoe Bay | 78657 |  |  |  | Non-Lead | No | Between 1989 and 2014 |  | Non-Lead | Between 1989 and 2014 |  | Non-Lead | Don't Know | Don't Know |  |  | No | No | No
LSLI2463 | 947 | RR 2831 | Horseshoe Bay | 78657 |  |  |  | Non-Lead | No | After 2014 |  | Non-Lead | After 2014 |  | Non-Lead | No | No |  |  | No | No | No
LSLI2464 | 521 | RR 2831 | Horseshoe Bay | 78657 |  |  |  | Non-Lead | No | After 2014 |  | Non-Lead | After 2014 |  | Non-Lead | No | No |  |  | No | No | No
LSLI2465 | 555 | RR 2831 | Horseshoe Bay | 78657 |  |  |  | Non-Lead | No | After 2014 |  | Non-Lead | After 2014 |  | Non-Lead | No | No |  |  | No | No | No
LSLI2466 | 622 | RR 2831/ 13 Quail Ridge | Horseshoe Bay | 78657 |  |  |  | Non-Lead | No | After 2014 |  | Non-Lead | After 2014 |  | Non-Lead | No | No |  |  | No | No | No
LSLI2467 | 1009 | RR 2831 | Horseshoe Bay | 78657 |  |  |  | Non-Lead | No | Between 1989 and 2014 |  | Non-Lead | Between 1989 and 2014 |  | Non-Lead | Don't Know | Don't Know |  |  | No | No | No
LSLI2468 | 2407 | RR 2831 | Horseshoe Bay | 78657 |  |  |  | Non-Lead | No | Between 1989 and 2014 |  | Non-Lead | Between 1989 and 2014 |  | Non-Lead | Don't Know | Don't Know |  |  | No | No | No
LSLI2469 | 101 | Ruby Red | Horseshoe Bay | 78657 |  |  |  | Non-Lead | No | After 2014 |  | Non-Lead | After 2014 |  | Non-Lead | No | No |  |  | No | No | No
LSLI2470 | 100 | Ruby Red | Horseshoe Bay | 78657 |  |  |  | Non-Lead | No | After 2014 |  | Non-Lead | After 2014 |  | Non-Lead | No | No |  |  | No | No | No
LSLI2471 | 903 | Saddle Bag | Horseshoe Bay | 78657 |  |  |  | Non-Lead | No | Between 1989 and 2014 |  | Non-Lead | Between 1989 and 2014 |  | Non-Lead | Don't Know | Don't Know |  |  | No | No | No
LSLI2472 | 901 | Saddle Bag | Horseshoe Bay | 78657 |  |  |  | Non-Lead | No | After 2014 |  | Non-Lead | After 2014 |  | Non-Lead | No | No |  |  | No | No | No
LSLI2473 | 2401 | Saddle Gun | Horseshoe Bay | 78657 |  |  |  | Non-Lead | No | Between 1989 and 2014 |  | Non-Lead | Between 1989 and 2014 |  | Non-Lead | Don't Know | Don't Know |  |  | No | No | No
LSLI2474 | 512 | Saddle Horn | Horseshoe Bay | 78657 |  |  |  | Non-Lead | No | Between 1989 and 2014 |  | Non-Lead | Between 1989 and 2014 |  | Non-Lead | Don't Know | Don't Know |  |  | No | No | No
LSLI2475 | 506 | Saddle Horn | Horseshoe Bay | 78657 |  |  |  | Non-Lead | No | Between 1989 and 2014 |  | Non-Lead | Between 1989 and 2014 |  | Non-Lead | Don't Know | Don't Know |  |  | No | No | No
LSLI2476 | 101 | Sage | Horseshoe Bay | 78657 |  |  |  | Non-Lead | No | Between 1989 and 2014 |  | Non-Lead | Between 1989 and 2014 |  | Non-Lead | Don't Know | Don't Know |  |  | No | No | No
LSLI2477 | 100 | San Marino Way | Horseshoe Bay | 78657 |  |  |  | Non-Lead | No | Between 1989 and 2014 |  | Non-Lead | Between 1989 and 2014 |  | Non-Lead | Don't Know | Don't Know |  |  | No | No | No
LSLI2478 | 101 | San Marino Way | Horseshoe Bay | 78657 |  |  |  | Non-Lead | No | Between 1989 and 2014 |  | Non-Lead | Between 1989 and 2014 |  | Non-Lead | Don't Know | Don't Know |  |  | No | No | No
LSLI2479 | 104 | San Marino Way | Horseshoe Bay | 78657 |  |  |  | Non-Lead | No | Between 1989 and 2014 |  | Non-Lead | Between 1989 and 2014 |  | Non-Lead | Don't Know | Don't Know |  |  | No | No | No
LSLI2480 | 102 | San Marino Way | Horseshoe Bay | 78657 |  |  |  | Non-Lead | No | Between 1989 and 2014 |  | Non-Lead | Between 1989 and 2014 |  | Non-Lead | Don't Know | Don't Know |  |  | No | No | No
LSLI2481 | 105 | San Marino Way | Horseshoe Bay | 78657 |  |  |  | Non-Lead | No | Between 1989 and 2014 |  | Non-Lead | Between 1989 and 2014 |  | Non-Lead | Don't Know | Don't Know |  |  | No | No | No
LSLI2482 | 106 | San Marino Way | Horseshoe Bay | 78657 |  |  |  | Non-Lead | No | Between 1989 and 2014 |  | Non-Lead | Between 1989 and 2014 |  | Non-Lead | Don't Know | Don't Know |  |  | No | No | No
LSLI2483 | 103 | San Marino Way | Horseshoe Bay | 78657 |  |  |  | Non-Lead | No | Between 1989 and 2014 |  | Non-Lead | Between 1989 and 2014 |  | Non-Lead | Don't Know | Don't Know |  |  | No | No | No
LSLI2484 | 107 | San Marino Way | Horseshoe Bay | 78657 |  |  |  | Non-Lead | No | Between 1989 and 2014 |  | Non-Lead | Between 1989 and 2014 |  | Non-Lead | Don't Know | Don't Know |  |  | No | No | No
LSLI2485 | 100 | San Saba Ct | Horseshoe Bay | 78657 |  |  |  | Non-Lead | No | Between 1989 and 2014 |  | Non-Lead | Between 1989 and 2014 |  | Non-Lead | Don't Know | Don't Know |  |  | No | No | No
LSLI2486 | 102 | San Saba Ct | Horseshoe Bay | 78657 |  |  |  | Non-Lead | No | Between 1989 and 2014 |  | Non-Lead | Between 1989 and 2014 |  | Non-Lead | Don't Know | Don't Know |  |  | No | No | No
LSLI2487 | 103 | San Saba Ct | Horseshoe Bay | 78657 |  |  |  | Non-Lead | No | Between 1989 and 2014 |  | Non-Lead | Between 1989 and 2014 |  | Non-Lead | Don't Know | Don't Know |  |  | No | No | No
LSLI2488 | 104 | San Saba Ct | Horseshoe Bay | 78657 |  |  |  | Non-Lead | No | Between 1989 and 2014 |  | Non-Lead | Between 1989 and 2014 |  | Non-Lead | Don't Know | Don't Know |  |  | No | No | No
LSLI2489 | 1011 | Santa Fe Trail | Horseshoe Bay | 78657 |  |  |  | Non-Lead | No | Between 1989 and 2014 |  | Non-Lead | Between 1989 and 2014 |  | Non-Lead | Don't Know | Don't Know |  |  | No | No | No
LSLI2490 | 1627 | Sapphire | Horseshoe Bay | 78657 |  |  |  | Non-Lead | No | Between 1989 and 2014 |  | Non-Lead | Between 1989 and 2014 |  | Non-Lead | Don't Know | Don't Know |  |  | No | No | No
LSLI2491 | 1625 | Sapphire | Horseshoe Bay | 78657 |  |  |  | Non-Lead | No | Between 1989 and 2014 |  | Non-Lead | Between 1989 and 2014 |  | Non-Lead | Don't Know | Don't Know |  |  | No | No | No
LSLI2492 | 1606 | Sapphire | Horseshoe Bay | 78657 |  |  |  | Non-Lead | No | Between 1989 and 2014 |  | Non-Lead | Between 1989 and 2014 |  | Non-Lead | Don't Know | Don't Know |  |  | No | No | No
LSLI2493 | 1605 | Sapphire | Horseshoe Bay | 78657 |  |  |  | Non-Lead | No | After 2014 |  | Non-Lead | After 2014 |  | Non-Lead | No | No |  |  | No | No | No
LSLI2494 | 1633 | Sapphire | Horseshoe Bay | 78657 |  |  |  | Non-Lead | No | After 2014 |  | Non-Lead | After 2014 |  | Non-Lead | No | No |  |  | No | No | No
LSLI2495 | 1621 | Sapphire | Horseshoe Bay | 78657 |  |  |  | Non-Lead | No | After 2014 |  | Non-Lead | After 2014 |  | Non-Lead | No | No |  |  | No | No | No
LSLI2496 | 1635 | Sapphire | Horseshoe Bay | 78657 |  |  |  | Non-Lead | No | After 2014 |  | Non-Lead | After 2014 |  | Non-Lead | No | No |  |  | No | No | No
LSLI2497 | 708 | Scarlet Sun | Horseshoe Bay | 78657 |  |  |  | Non-Lead | No | Between 1989 and 2014 |  | Non-Lead | Between 1989 and 2014 |  | Non-Lead | Don't Know | Don't Know |  |  | No | No | No
LSLI2498 | 704 | Scarlet Sun | Horseshoe Bay | 78657 |  |  |  | Non-Lead | No | Between 1989 and 2014 |  | Non-Lead | Between 1989 and 2014 |  | Non-Lead | Don't Know | Don't Know |  |  | No | No | No
LSLI2499 | 100 | Semi Circle | Horseshoe Bay | 78657 |  |  |  | Non-Lead | No | Between 1989 and 2014 |  | Non-Lead | Between 1989 and 2014 |  | Non-Lead | Don't Know | Don't Know |  |  | No | No | Yes | Tier 1
LSLI2500 | 702 | Shadow Hill | Horseshoe Bay | 78657 |  |  |  | Non-Lead | No | Between 1989 and 2014 |  | Non-Lead | Between 1989 and 2014 |  | Non-Lead | Don't Know | Don't Know |  |  | No | No | No
LSLI2501 | 701 | Shadow Hill | Horseshoe Bay | 78657 |  |  |  | Non-Lead | No | Between 1989 and 2014 |  | Non-Lead | Between 1989 and 2014 |  | Non-Lead | Don't Know | Don't Know |  |  | No | No | No
LSLI2502 | 703 | Shadow Hill | Horseshoe Bay | 78657 |  |  |  | Non-Lead | No | Between 1989 and 2014 |  | Non-Lead | Between 1989 and 2014 |  | Non-Lead | Don't Know | Don't Know |  |  | No | No | No
LSLI2503 | 702 | Shadow Hill | Horseshoe Bay | 78657 |  |  |  | Non-Lead | No | Between 1989 and 2014 |  | Non-Lead | Between 1989 and 2014 |  | Non-Lead | Don't Know | Don't Know |  |  | No | No | No
LSLI2504 | 101 | Shadow Mountain | Horseshoe Bay | 78657 |  |  |  | Non-Lead | No | After 2014 |  | Non-Lead | After 2014 |  | Non-Lead | No | No |  |  | No | No | No
LSLI2505 | 403 | Shale | Horseshoe Bay | 78657 |  |  |  | Non-Lead | No | After 2014 |  | Non-Lead | After 2014 |  | Non-Lead | No | No |  |  | No | No | No
LSLI2506 | 408 | Shale | Horseshoe Bay | 78657 |  |  |  | Non-Lead | No | After 2014 |  | Non-Lead | After 2014 |  | Non-Lead | No | No |  |  | No | No | No
LSLI2507 | 407 | Short Circuit | Horseshoe Bay | 78657 |  |  |  | Non-Lead | No | Between 1989 and 2014 |  | Non-Lead | Between 1989 and 2014 |  | Non-Lead | Don't Know | Don't Know |  |  | No | No | No
LSLI2508 | 506 | Short Circuit | Horseshoe Bay | 78657 |  |  |  | Non-Lead | No | Between 1989 and 2014 |  | Non-Lead | Between 1989 and 2014 |  | Non-Lead | Don't Know | Don't Know |  |  | No | No | No
LSLI2509 | 502 | Short Circuit | Horseshoe Bay | 78657 |  |  |  | Non-Lead | No | Between 1989 and 2014 |  | Non-Lead | Between 1989 and 2014 |  | Non-Lead | Don't Know | Don't Know |  |  | No | No | No
LSLI2510 | 317 | Short Circuit | Horseshoe Bay | 78657 |  |  |  | Non-Lead | No | Between 1989 and 2014 |  | Non-Lead | Between 1989 and 2014 |  | Non-Lead | Don't Know | Don't Know |  |  | No | No | No
LSLI2511 | 309 | Short Circuit | Horseshoe Bay | 78657 |  |  |  | Non-Lead | No | After 2014 |  | Non-Lead | After 2014 |  | Non-Lead | No | No |  |  | No | No | No
LSLI2512 | 311 | Short Circuit | Horseshoe Bay | 78657 |  |  |  | Non-Lead | No | After 2014 |  | Non-Lead | After 2014 |  | Non-Lead | No | No |  |  | No | No | No
LSLI2513 | 509 | Short Circuit 101 Villa Delagos | Horseshoe Bay | 78657 |  |  |  | Non-Lead | No | Between 1989 and 2014 |  | Non-Lead | Between 1989 and 2014 |  | Non-Lead | Don't Know | Don't Know |  |  | No | No | No
LSLI2514 | 509 | Short Circuit 102 Villa Delagos | Horseshoe Bay | 78657 |  |  |  | Non-Lead | No | Between 1989 and 2014 |  | Non-Lead | Between 1989 and 2014 |  | Non-Lead | Don't Know | Don't Know |  |  | No | No | No
LSLI2515 | 509 | Short Circuit 103 Villa Delagos | Horseshoe Bay | 78657 |  |  |  | Non-Lead | No | Between 1989 and 2014 |  | Non-Lead | Between 1989 and 2014 |  | Non-Lead | Don't Know | Don't Know |  |  | No | No | No
LSLI2516 | 509 | Short Circuit 104 Villa Delagos | Horseshoe Bay | 78657 |  |  |  | Non-Lead | No | Between 1989 and 2014 |  | Non-Lead | Between 1989 and 2014 |  | Non-Lead | Don't Know | Don't Know |  |  | No | No | No
LSLI2517 | 509 | Short Circuit 106 Villa Delagos | Horseshoe Bay | 78657 |  |  |  | Non-Lead | No | Between 1989 and 2014 |  | Non-Lead | Between 1989 and 2014 |  | Non-Lead | Don't Know | Don't Know |  |  | No | No | No
LSLI2518 | 509 | Short Circuit 107 Villa Delagos | Horseshoe Bay | 78657 |  |  |  | Non-Lead | No | Between 1989 and 2014 |  | Non-Lead | Between 1989 and 2014 |  | Non-Lead | Don't Know | Don't Know |  |  | No | No | No
LSLI2519 | 509 | Short Circuit 108 Villa Delagos | Horseshoe Bay | 78657 |  |  |  | Non-Lead | No | Between 1989 and 2014 |  | Non-Lead | Between 1989 and 2014 |  | Non-Lead | Don't Know | Don't Know |  |  | No | No | No
LSLI2520 | 509 | Short Circuit 109 Villa Delagos | Horseshoe Bay | 78657 |  |  |  | Non-Lead | No | Between 1989 and 2014 |  | Non-Lead | Between 1989 and 2014 |  | Non-Lead | Don't Know | Don't Know |  |  | No | No | No
LSLI2521 | 509 | Short Circuit 110 Villa Delagos | Horseshoe Bay | 78657 |  |  |  | Non-Lead | No | Between 1989 and 2014 |  | Non-Lead | Between 1989 and 2014 |  | Non-Lead | Don't Know | Don't Know |  |  | No | No | No
LSLI2522 | 412 | Short Circuit 2 International | Horseshoe Bay | 78657 |  |  |  | Non-Lead | No | Between 1989 and 2014 |  | Non-Lead | Between 1989 and 2014 |  | Non-Lead | Don't Know | Don't Know |  |  | No | No | No
LSLI2523 | 509 | Short Circuit 201 Villa Delagos | Horseshoe Bay | 78657 |  |  |  | Non-Lead | No | Between 1989 and 2014 |  | Non-Lead | Between 1989 and 2014 |  | Non-Lead | Don't Know | Don't Know |  |  | No | No | No
LSLI2524 | 509 | Short Circuit 202 Villa Delagos | Horseshoe Bay | 78657 |  |  |  | Non-Lead | No | Between 1989 and 2014 |  | Non-Lead | Between 1989 and 2014 |  | Non-Lead | Don't Know | Don't Know |  |  | No | No | No
LSLI2525 | 509 | Short Circuit 203 Villa Delagos | Horseshoe Bay | 78657 |  |  |  | Non-Lead | No | Between 1989 and 2014 |  | Non-Lead | Between 1989 and 2014 |  | Non-Lead | Don't Know | Don't Know |  |  | No | No | No
LSLI2526 | 509 | Short Circuit 204 Villa Delagos | Horseshoe Bay | 78657 |  |  |  | Non-Lead | No | Between 1989 and 2014 |  | Non-Lead | Between 1989 and 2014 |  | Non-Lead | Don't Know | Don't Know |  |  | No | No | No
LSLI2527 | 509 | Short Circuit 206 Villa Delagos | Horseshoe Bay | 78657 |  |  |  | Non-Lead | No | Between 1989 and 2014 |  | Non-Lead | Between 1989 and 2014 |  | Non-Lead | Don't Know | Don't Know |  |  | No | No | No
LSLI2528 | 509 | Short Circuit 208 Villa Delagos | Horseshoe Bay | 78657 |  |  |  | Non-Lead | No | Between 1989 and 2014 |  | Non-Lead | Between 1989 and 2014 |  | Non-Lead | Don't Know | Don't Know |  |  | No | No | No
LSLI2529 | 509 | Short Circuit 209 Villa Delagos | Horseshoe Bay | 78657 |  |  |  | Non-Lead | No | Between 1989 and 2014 |  | Non-Lead | Between 1989 and 2014 |  | Non-Lead | Don't Know | Don't Know |  |  | No | No | No
LSLI2530 | 509 | Short Circuit 210 Villa Delagos | Horseshoe Bay | 78657 |  |  |  | Non-Lead | No | Between 1989 and 2014 |  | Non-Lead | Between 1989 and 2014 |  | Non-Lead | Don't Know | Don't Know |  |  | No | No | No
LSLI2531 | 412 | Short Circuit 3 International | Horseshoe Bay | 78657 |  |  |  | Non-Lead | No | Between 1989 and 2014 |  | Non-Lead | Between 1989 and 2014 |  | Non-Lead | Don't Know | Don't Know |  |  | No | No | No
LSLI2532 | 509 | Short Circuit 301 Villa Delagos | Horseshoe Bay | 78657 |  |  |  | Non-Lead | No | Between 1989 and 2014 |  | Non-Lead | Between 1989 and 2014 |  | Non-Lead | Don't Know | Don't Know |  |  | No | No | No
LSLI2533 | 509 | Short Circuit 302 Villa Delagos | Horseshoe Bay | 78657 |  |  |  | Non-Lead | No | Between 1989 and 2014 |  | Non-Lead | Between 1989 and 2014 |  | Non-Lead | Don't Know | Don't Know |  |  | No | No | No
LSLI2534 | 412 | Short Circuit 6 International | Horseshoe Bay | 78657 |  |  |  | Non-Lead | No | Between 1989 and 2014 |  | Non-Lead | Between 1989 and 2014 |  | Non-Lead | Don't Know | Don't Know |  |  | No | No | No
LSLI2535 | 412 | Short Circuit 7 International | Horseshoe Bay | 78657 |  |  |  | Non-Lead | No | Between 1989 and 2014 |  | Non-Lead | Between 1989 and 2014 |  | Non-Lead | Don't Know | Don't Know |  |  | No | No | No
LSLI2536 | 300 | Short Circuit A | Horseshoe Bay | 78657 |  |  |  | Non-Lead | No | Between 1989 and 2014 |  | Non-Lead | Between 1989 and 2014 |  | Non-Lead | Don't Know | Don't Know |  |  | No | No | No
LSLI2537 | 300 | Short Circuit B | Horseshoe Bay | 78657 |  |  |  | Non-Lead | No | Between 1989 and 2014 |  | Non-Lead | Between 1989 and 2014 |  | Non-Lead | Don't Know | Don't Know |  |  | No | No | No
LSLI2538 | 405 | Short Circuit Courtland | Horseshoe Bay | 78657 |  |  |  | Non-Lead | No | Between 1989 and 2014 |  | Non-Lead | Between 1989 and 2014 |  | Non-Lead | Don't Know | Don't Know |  |  | No | No | No
LSLI2539 | 402 | Short Circuit Paseo Suite | Horseshoe Bay | 78657 |  |  |  | Non-Lead | No | Between 1989 and 2014 |  | Non-Lead | Between 1989 and 2014 |  | Non-Lead | Don't Know | Don't Know |  |  | No | No | No
LSLI2540 | 400 | Short Circuit Paseo Suite | Horseshoe Bay | 78657 |  |  |  | Non-Lead | No | Between 1989 and 2014 |  | Non-Lead | Between 1989 and 2014 |  | Non-Lead | Don't Know | Don't Know |  |  | No | No | No
LSLI2541 | 108 | Short Dr | Horseshoe Bay | 78657 |  |  |  | Non-Lead | No | After 2014 |  | Non-Lead | After 2014 |  | Non-Lead | No | No |  |  | No | No | No
LSLI2542 | 106 | Short Dr | Horseshoe Bay | 78657 |  |  |  | Non-Lead | No | After 2014 |  | Non-Lead | After 2014 |  | Non-Lead | No | No |  |  | No | No | No
LSLI2543 | 711 | Sidewinder | Horseshoe Bay | 78657 |  |  |  | Non-Lead | No | After 2014 |  | Non-Lead | After 2014 |  | Non-Lead | No | No |  |  | No | No | No
LSLI2544 | 1200 | Silver Dollar | Horseshoe Bay | 78657 |  |  |  | Non-Lead | No | Between 1989 and 2014 |  | Non-Lead | Between 1989 and 2014 |  | Non-Lead | Don't Know | Don't Know |  |  | No | No | No
LSLI2545 | 1203 | Silver Dollar | Horseshoe Bay | 78657 |  |  |  | Non-Lead | No | Between 1989 and 2014 |  | Non-Lead | Between 1989 and 2014 |  | Non-Lead | Don't Know | Don't Know |  |  | No | No | No
LSLI2546 | 801 | Silver Hill | Horseshoe Bay | 78657 |  |  |  | Non-Lead | No | After 2014 |  | Non-Lead | After 2014 |  | Non-Lead | No | No |  |  | No | No | No
LSLI2547 | 706 | Silver Hill | Horseshoe Bay | 78657 |  |  |  | Non-Lead | No | After 2014 |  | Non-Lead | After 2014 |  | Non-Lead | No | No |  |  | No | No | No
LSLI2548 | 703 | Silver Hill | Horseshoe Bay | 78657 |  |  |  | Non-Lead | No | After 2014 |  | Non-Lead | After 2014 |  | Non-Lead | No | No |  |  | No | No | No
LSLI2549 | 408 | Silver Spur | Horseshoe Bay | 78657 |  |  |  | Non-Lead | No | After 2014 |  | Non-Lead | After 2014 |  | Non-Lead | No | No |  |  | No | No | No
LSLI2550 | 506 | Silver Spur | Horseshoe Bay | 78657 |  |  |  | Non-Lead | No | Between 1989 and 2014 |  | Non-Lead | Between 1989 and 2014 |  | Non-Lead | Don't Know | Don't Know |  |  | No | No | No
LSLI2551 | 415 | Silver Spur | Horseshoe Bay | 78657 |  |  |  | Non-Lead | No | Between 1989 and 2014 |  | Non-Lead | Between 1989 and 2014 |  | Non-Lead | Don't Know | Don't Know |  |  | No | No | No
LSLI2552 | 203 | Silver Spur | Horseshoe Bay | 78657 |  |  |  | Non-Lead | No | Between 1989 and 2014 |  | Non-Lead | Between 1989 and 2014 |  | Non-Lead | Don't Know | Don't Know |  |  | No | No | No
LSLI2553 | 507 | Silver Spur | Horseshoe Bay | 78657 |  |  |  | Non-Lead | No | Between 1989 and 2014 |  | Non-Lead | Between 1989 and 2014 |  | Non-Lead | Don't Know | Don't Know |  |  | No | No | No
LSLI2554 | 403 | Silver Spur | Horseshoe Bay | 78657 |  |  |  | Non-Lead | No | Between 1989 and 2014 |  | Non-Lead | Between 1989 and 2014 |  | Non-Lead | Don't Know | Don't Know |  |  | No | No | No
LSLI2555 | 411 | Silver Spur | Horseshoe Bay | 78657 |  |  |  | Non-Lead | No | Between 1989 and 2014 |  | Non-Lead | Between 1989 and 2014 |  | Non-Lead | Don't Know | Don't Know |  |  | No | No | No
LSLI2556 | 309 | Silver Spur | Horseshoe Bay | 78657 |  |  |  | Non-Lead | No | Between 1989 and 2014 |  | Non-Lead | Between 1989 and 2014 |  | Non-Lead | Don't Know | Don't Know |  |  | No | No | No
LSLI2557 | 106 | Silver Spur | Horseshoe Bay | 78657 |  |  |  | Non-Lead | No | Between 1989 and 2014 |  | Non-Lead | Between 1989 and 2014 |  | Non-Lead | Don't Know | Don't Know |  |  | No | No | No
LSLI2558 | 305 | Silver Spur | Horseshoe Bay | 78657 |  |  |  | Non-Lead | No | Between 1989 and 2014 |  | Non-Lead | Between 1989 and 2014 |  | Non-Lead | Don't Know | Don't Know |  |  | No | No | No
LSLI2559 | 401 | Silver Spur | Horseshoe Bay | 78657 |  |  |  | Non-Lead | No | Between 1989 and 2014 |  | Non-Lead | Between 1989 and 2014 |  | Non-Lead | Don't Know | Don't Know |  |  | No | No | No
LSLI2560 | 108 | Silver Spur | Horseshoe Bay | 78657 |  |  |  | Non-Lead | No | Between 1989 and 2014 |  | Non-Lead | Between 1989 and 2014 |  | Non-Lead | Don't Know | Don't Know |  |  | No | No | No
LSLI2561 | 511 | Silver Spur | Horseshoe Bay | 78657 |  |  |  | Non-Lead | No | Between 1989 and 2014 |  | Non-Lead | Between 1989 and 2014 |  | Non-Lead | Don't Know | Don't Know |  |  | No | No | No
LSLI2562 | 502 | Silver Spur | Horseshoe Bay | 78657 |  |  |  | Non-Lead | No | Between 1989 and 2014 |  | Non-Lead | Between 1989 and 2014 |  | Non-Lead | Don't Know | Don't Know |  |  | No | No | No
LSLI2563 | 605 | Silver Spur | Horseshoe Bay | 78657 |  |  |  | Non-Lead | No | Between 1989 and 2014 |  | Non-Lead | Between 1989 and 2014 |  | Non-Lead | Don't Know | Don't Know |  |  | No | No | No
LSLI2564 | 301 | Silver Spur | Horseshoe Bay | 78657 |  |  |  | Non-Lead | No | Between 1989 and 2014 |  | Non-Lead | Between 1989 and 2014 |  | Non-Lead | Don't Know | Don't Know |  |  | No | No | No
LSLI2565 | 601 | Silver Spur | Horseshoe Bay | 78657 |  |  |  | Non-Lead | No | Between 1989 and 2014 |  | Non-Lead | Between 1989 and 2014 |  | Non-Lead | Don't Know | Don't Know |  |  | No | No | No
LSLI2566 | 413 | Silver Spur | Horseshoe Bay | 78657 |  |  |  | Non-Lead | No | Between 1989 and 2014 |  | Non-Lead | Between 1989 and 2014 |  | Non-Lead | Don't Know | Don't Know |  |  | No | No | No
LSLI2567 | 417 | Silver Spur | Horseshoe Bay | 78657 |  |  |  | Non-Lead | No | Between 1989 and 2014 |  | Non-Lead | Between 1989 and 2014 |  | Non-Lead | Don't Know | Don't Know |  |  | No | No | No
LSLI2568 | 101 | Silver Spur | Horseshoe Bay | 78657 |  |  |  | Non-Lead | No | Between 1989 and 2014 |  | Non-Lead | Between 1989 and 2014 |  | Non-Lead | Don't Know | Don't Know |  |  | No | No | No
LSLI2569 | 408 | Silver Spur | Horseshoe Bay | 78657 |  |  |  | Non-Lead | No | Between 1989 and 2014 |  | Non-Lead | Between 1989 and 2014 |  | Non-Lead | Don't Know | Don't Know |  |  | No | No | No
LSLI2570 | 101 | Silver Way | Horseshoe Bay | 78657 |  |  |  | Non-Lead | No | After 2014 |  | Non-Lead | After 2014 |  | Non-Lead | No | No |  |  | No | No | No
LSLI2571 | 108 | Sitting Bull | Horseshoe Bay | 78657 |  |  |  | Non-Lead | No | Between 1989 and 2014 |  | Non-Lead | Between 1989 and 2014 |  | Non-Lead | Don't Know | Don't Know |  |  | No | No | No
LSLI2572 | 103 | Sitting Bull | Horseshoe Bay | 78657 |  |  |  | Non-Lead | No | Between 1989 and 2014 |  | Non-Lead | Between 1989 and 2014 |  | Non-Lead | Don't Know | Don't Know |  |  | No | No | No
LSLI2573 | 701 | Sky Hawk | Horseshoe Bay | 78657 |  |  |  | Non-Lead | No | Between 1989 and 2014 |  | Non-Lead | Between 1989 and 2014 |  | Non-Lead | Don't Know | Don't Know |  |  | No | No | No
LSLI2574 | 700 | Sky Hawk | Horseshoe Bay | 78657 |  |  |  | Non-Lead | No | Between 1989 and 2014 |  | Non-Lead | Between 1989 and 2014 |  | Non-Lead | Don't Know | Don't Know |  |  | No | No | No
LSLI2575 | 709 | Sky Hawk | Horseshoe Bay | 78657 |  |  |  | Non-Lead | No | After 2014 |  | Non-Lead | After 2014 |  | Non-Lead | No | No |  |  | No | No | No
LSLI2576 | 702 | Sky Ln | Horseshoe Bay | 78657 |  |  |  | Non-Lead | No | Between 1989 and 2014 |  | Non-Lead | Between 1989 and 2014 |  | Non-Lead | Don't Know | Don't Know |  |  | No | No | No
LSLI2577 | 701 | Sky Ln | Horseshoe Bay | 78657 |  |  |  | Non-Lead | No | Between 1989 and 2014 |  | Non-Lead | Between 1989 and 2014 |  | Non-Lead | Don't Know | Don't Know |  |  | No | No | No
LSLI2578 | 700 | Sky Ln | Horseshoe Bay | 78657 |  |  |  | Non-Lead | No | Between 1989 and 2014 |  | Non-Lead | Between 1989 and 2014 |  | Non-Lead | Don't Know | Don't Know |  |  | No | No | No
LSLI2579 | 800 | Sky Ln | Horseshoe Bay | 78657 |  |  |  | Non-Lead | No | After 2014 |  | Non-Lead | After 2014 |  | Non-Lead | No | No |  |  | No | No | No
LSLI2580 | 102 | Small Circle | Horseshoe Bay | 78657 |  |  |  | Non-Lead | No | After 2014 |  | Non-Lead | After 2014 |  | Non-Lead | No | No |  |  | No | No | No
LSLI2581 | 104 | Smugglers Cove | Horseshoe Bay | 78657 |  |  |  | Non-Lead | No | After 2014 |  | Non-Lead | After 2014 |  | Non-Lead | No | No |  |  | No | No | No
LSLI2582 | 101 | Smugglers Cove | Horseshoe Bay | 78657 |  |  |  | Non-Lead | No | After 2014 |  | Non-Lead | After 2014 |  | Non-Lead | No | No |  |  | No | No | No
LSLI2583 | 508 | Sombrero | Horseshoe Bay | 78657 |  |  |  | Non-Lead | No | Between 1989 and 2014 |  | Non-Lead | Between 1989 and 2014 |  | Non-Lead | Don't Know | Don't Know |  |  | No | No | No
LSLI2584 | 600 | Sombrero | Horseshoe Bay | 78657 |  |  |  | Non-Lead | No | Between 1989 and 2014 |  | Non-Lead | Between 1989 and 2014 |  | Non-Lead | Don't Know | Don't Know |  |  | No | No | No
LSLI2585 | 510 | Sombrero | Horseshoe Bay | 78657 |  |  |  | Non-Lead | No | Between 1989 and 2014 |  | Non-Lead | Between 1989 and 2014 |  | Non-Lead | Don't Know | Don't Know |  |  | No | No | No
LSLI2586 | 604 | Sombrero | Horseshoe Bay | 78657 |  |  |  | Non-Lead | No | Between 1989 and 2014 |  | Non-Lead | Between 1989 and 2014 |  | Non-Lead | Don't Know | Don't Know |  |  | No | No | No
LSLI2587 | 509 | Sombrero | Horseshoe Bay | 78657 |  |  |  | Non-Lead | No | Between 1989 and 2014 |  | Non-Lead | Between 1989 and 2014 |  | Non-Lead | Don't Know | Don't Know |  |  | No | No | No
LSLI2588 | 202 | Sombrero | Horseshoe Bay | 78657 |  |  |  | Non-Lead | No | Between 1989 and 2014 |  | Non-Lead | Between 1989 and 2014 |  | Non-Lead | Don't Know | Don't Know |  |  | No | No | No
LSLI2589 | 404 | Sombrero | Horseshoe Bay | 78657 |  |  |  | Non-Lead | No | Between 1989 and 2014 |  | Non-Lead | Between 1989 and 2014 |  | Non-Lead | Don't Know | Don't Know |  |  | No | No | No
LSLI2590 | 304 | Sombrero | Horseshoe Bay | 78657 |  |  |  | Non-Lead | No | Between 1989 and 2014 |  | Non-Lead | Between 1989 and 2014 |  | Non-Lead | Don't Know | Don't Know |  |  | No | No | No
LSLI2591 | 401 | Sombrero | Horseshoe Bay | 78657 |  |  |  | Non-Lead | No | Between 1989 and 2014 |  | Non-Lead | Between 1989 and 2014 |  | Non-Lead | Don't Know | Don't Know |  |  | No | No | No
LSLI2592 | 402 | Sombrero | Horseshoe Bay | 78657 |  |  |  | Non-Lead | No | Between 1989 and 2014 |  | Non-Lead | Between 1989 and 2014 |  | Non-Lead | Don't Know | Don't Know |  |  | No | No | Yes | Tier 1
LSLI2593 | 504 | Sombrero | Horseshoe Bay | 78657 |  |  |  | Non-Lead | No | Between 1989 and 2014 |  | Non-Lead | Between 1989 and 2014 |  | Non-Lead | Don't Know | Don't Know |  |  | No | No | Yes | Tier 1
LSLI2594 | 501 | Sombrero | Horseshoe Bay | 78657 |  |  |  | Non-Lead | No | Between 1989 and 2014 |  | Non-Lead | Between 1989 and 2014 |  | Non-Lead | Don't Know | Don't Know |  |  | No | No | No
LSLI2595 | 408 | Sombrero | Horseshoe Bay | 78657 |  |  |  | Non-Lead | No | Between 1989 and 2014 |  | Non-Lead | Between 1989 and 2014 |  | Non-Lead | Don't Know | Don't Know |  |  | No | No | No
LSLI2596 | 303 | Sombrero | Horseshoe Bay | 78657 |  |  |  | Non-Lead | No | Between 1989 and 2014 |  | Non-Lead | Between 1989 and 2014 |  | Non-Lead | Don't Know | Don't Know |  |  | No | No | No
LSLI2597 | 605 | Sombrero | Horseshoe Bay | 78657 |  |  |  | Non-Lead | No | Between 1989 and 2014 |  | Non-Lead | Between 1989 and 2014 |  | Non-Lead | Don't Know | Don't Know |  |  | No | No | No
LSLI2598 | 310 | Sombrero | Horseshoe Bay | 78657 |  |  |  | Non-Lead | No | Between 1989 and 2014 |  | Non-Lead | Between 1989 and 2014 |  | Non-Lead | Don't Know | Don't Know |  |  | No | No | No
LSLI2599 | 301 | Sombrero | Horseshoe Bay | 78657 |  |  |  | Non-Lead | No | Between 1989 and 2014 |  | Non-Lead | Between 1989 and 2014 |  | Non-Lead | Don't Know | Don't Know |  |  | No | No | No
LSLI2600 | 503 | Sombrero | Horseshoe Bay | 78657 |  |  |  | Non-Lead | No | Between 1989 and 2014 |  | Non-Lead | Between 1989 and 2014 |  | Non-Lead | Don't Know | Don't Know |  |  | No | No | No
LSLI2601 | 311 | Sombrero | Horseshoe Bay | 78657 |  |  |  | Non-Lead | No | After 2014 |  | Non-Lead | After 2014 |  | Non-Lead | No | No |  |  | No | No | No
LSLI2602 | 506 | Sombrero | Horseshoe Bay | 78657 |  |  |  | Non-Lead | No | After 2014 |  | Non-Lead | After 2014 |  | Non-Lead | No | No |  |  | No | No | No
LSLI2603 | 605 | Sombrero | Horseshoe Bay | 78657 |  |  |  | Non-Lead | No | After 2014 |  | Non-Lead | After 2014 |  | Non-Lead | No | No |  |  | No | No | No
LSLI2604 | 603 | Sorrell Ct | Horseshoe Bay | 78657 |  |  |  | Non-Lead | No | Between 1989 and 2014 |  | Non-Lead | Between 1989 and 2014 |  | Non-Lead | Don't Know | Don't Know |  |  | No | No | No
LSLI2605 | 601 | Sorrell Ct | Horseshoe Bay | 78657 |  |  |  | Non-Lead | No | After 2014 |  | Non-Lead | After 2014 |  | Non-Lead | No | No |  |  | No | No | No
LSLI2606 | 101 | Southern Spur | Horseshoe Bay | 78657 |  |  |  | Non-Lead | No | Between 1989 and 2014 |  | Non-Lead | Between 1989 and 2014 |  | Non-Lead | Don't Know | Don't Know |  |  | No | No | No
LSLI2607 | 105 | Southern Spur | Horseshoe Bay | 78657 |  |  |  | Non-Lead | No | Between 1989 and 2014 |  | Non-Lead | Between 1989 and 2014 |  | Non-Lead | Don't Know | Don't Know |  |  | No | No | No
LSLI2608 | 104 | Southern Spur | Horseshoe Bay | 78657 |  |  |  | Non-Lead | No | Between 1989 and 2014 |  | Non-Lead | Between 1989 and 2014 |  | Non-Lead | Don't Know | Don't Know |  |  | No | No | No
LSLI2609 | 610 | Southwind | Horseshoe Bay | 78657 |  |  |  | Non-Lead | No | Between 1989 and 2014 |  | Non-Lead | Between 1989 and 2014 |  | Non-Lead | Don't Know | Don't Know |  |  | No | No | No
LSLI2610 | 1303 | Spear Point | Horseshoe Bay | 78657 |  |  |  | Non-Lead | No | After 2014 |  | Non-Lead | After 2014 |  | Non-Lead | No | No |  |  | No | No | No
LSLI2611 | 304 | Spider Valley | Horseshoe Bay | 78657 |  |  |  | Non-Lead | No | After 2014 |  | Non-Lead | After 2014 |  | Non-Lead | No | No |  |  | No | No | No
LSLI2612 | 333 | Spider Valley | Horseshoe Bay | 78657 |  |  |  | Non-Lead | No | After 2014 |  | Non-Lead | After 2014 |  | Non-Lead | No | No |  |  | No | No | No
LSLI2613 | 334 | Spider Valley | Horseshoe Bay | 78657 |  |  |  | Non-Lead | No | After 2014 |  | Non-Lead | After 2014 |  | Non-Lead | No | No |  |  | No | No | No
LSLI2614 | 319 | Spider Valley | Horseshoe Bay | 78657 |  |  |  | Non-Lead | No | After 2014 |  | Non-Lead | After 2014 |  | Non-Lead | No | No |  |  | No | No | No
LSLI2615 | 331 | Spider Valley | Horseshoe Bay | 78657 |  |  |  | Non-Lead | No | After 2014 |  | Non-Lead | After 2014 |  | Non-Lead | No | No |  |  | No | No | No
LSLI2616 | 107 | Spotted Fawn | Horseshoe Bay | 78657 |  |  |  | Non-Lead | No | After 2014 |  | Non-Lead | After 2014 |  | Non-Lead | No | No |  |  | No | No | No
LSLI2617 | 205 | Springfield A Los Patios | Horseshoe Bay | 78657 |  |  |  | Non-Lead | No | Between 1989 and 2014 |  | Non-Lead | Between 1989 and 2014 |  | Non-Lead | Don't Know | Don't Know |  |  | No | No | No
LSLI2618 | 207 | Springfield A Los Patios | Horseshoe Bay | 78657 |  |  |  | Non-Lead | No | Between 1989 and 2014 |  | Non-Lead | Between 1989 and 2014 |  | Non-Lead | Don't Know | Don't Know |  |  | No | No | No
LSLI2619 | 207 | Springfield B Los Patios | Horseshoe Bay | 78657 |  |  |  | Non-Lead | No | Between 1989 and 2014 |  | Non-Lead | Between 1989 and 2014 |  | Non-Lead | Don't Know | Don't Know |  |  | No | No | No
LSLI2620 | 104 | Springfield Rd | Horseshoe Bay | 78657 |  |  |  | Non-Lead | No | Between 1989 and 2014 |  | Non-Lead | Between 1989 and 2014 |  | Non-Lead | Don't Know | Don't Know |  |  | No | No | No
LSLI2621 | 2509 | Stag | Horseshoe Bay | 78657 |  |  |  | Non-Lead | No | Between 1989 and 2014 |  | Non-Lead | Between 1989 and 2014 |  | Non-Lead | Don't Know | Don't Know |  |  | No | No | No
LSLI2622 | 2503 | Stag | Horseshoe Bay | 78657 |  |  |  | Non-Lead | No | Between 1989 and 2014 |  | Non-Lead | Between 1989 and 2014 |  | Non-Lead | Don't Know | Don't Know |  |  | No | No | No
LSLI2623 | 3502 | Stag | Horseshoe Bay | 78657 |  |  |  | Non-Lead | No | Between 1989 and 2014 |  | Non-Lead | Between 1989 and 2014 |  | Non-Lead | Don't Know | Don't Know |  |  | No | No | No
LSLI2624 | 2404 | Stag | Horseshoe Bay | 78657 |  |  |  | Non-Lead | No | Between 1989 and 2014 |  | Non-Lead | Between 1989 and 2014 |  | Non-Lead | Don't Know | Don't Know |  |  | No | No | No
LSLI2625 | 3804 | Stag | Horseshoe Bay | 78657 |  |  |  | Non-Lead | No | Between 1989 and 2014 |  | Non-Lead | Between 1989 and 2014 |  | Non-Lead | Don't Know | Don't Know |  |  | No | No | No
LSLI2626 | 3109 | Stag | Horseshoe Bay | 78657 |  |  |  | Non-Lead | No | Between 1989 and 2014 |  | Non-Lead | Between 1989 and 2014 |  | Non-Lead | Don't Know | Don't Know |  |  | No | No | No
LSLI2627 | 2801 | Stag | Horseshoe Bay | 78657 |  |  |  | Non-Lead | No | Between 1989 and 2014 |  | Non-Lead | Between 1989 and 2014 |  | Non-Lead | Don't Know | Don't Know |  |  | No | No | No
LSLI2628 | 2401 | Stag | Horseshoe Bay | 78657 |  |  |  | Non-Lead | No | Between 1989 and 2014 |  | Non-Lead | Between 1989 and 2014 |  | Non-Lead | Don't Know | Don't Know |  |  | No | No | No
LSLI2629 | 2905 | Stag | Horseshoe Bay | 78657 |  |  |  | Non-Lead | No | Between 1989 and 2014 |  | Non-Lead | Between 1989 and 2014 |  | Non-Lead | Don't Know | Don't Know |  |  | No | No | No
LSLI2630 | 2510 | Stag | Horseshoe Bay | 78657 |  |  |  | Non-Lead | No | Between 1989 and 2014 |  | Non-Lead | Between 1989 and 2014 |  | Non-Lead | Don't Know | Don't Know |  |  | No | No | No
LSLI2631 | 2500 | Stag | Horseshoe Bay | 78657 |  |  |  | Non-Lead | No | Between 1989 and 2014 |  | Non-Lead | Between 1989 and 2014 |  | Non-Lead | Don't Know | Don't Know |  |  | No | No | No
LSLI2632 | 3301 | Stag | Horseshoe Bay | 78657 |  |  |  | Non-Lead | No | Between 1989 and 2014 |  | Non-Lead | Between 1989 and 2014 |  | Non-Lead | Don't Know | Don't Know |  |  | No | No | No
LSLI2633 | 3100 | Stag | Horseshoe Bay | 78657 |  |  |  | Non-Lead | No | Between 1989 and 2014 |  | Non-Lead | Between 1989 and 2014 |  | Non-Lead | Don't Know | Don't Know |  |  | No | No | No
LSLI2634 | 2405 | Stag | Horseshoe Bay | 78657 |  |  |  | Non-Lead | No | Between 1989 and 2014 |  | Non-Lead | Between 1989 and 2014 |  | Non-Lead | Don't Know | Don't Know |  |  | No | No | No
LSLI2635 | 3015 | Stag | Horseshoe Bay | 78657 |  |  |  | Non-Lead | No | After 2014 |  | Non-Lead | After 2014 |  | Non-Lead | No | No |  |  | No | No | No
LSLI2636 | 3205 | Stag | Horseshoe Bay | 78657 |  |  |  | Non-Lead | No | After 2014 |  | Non-Lead | After 2014 |  | Non-Lead | No | No |  |  | No | No | No
LSLI2637 | 3103 | Stag | Horseshoe Bay | 78657 |  |  |  | Non-Lead | No | After 2014 |  | Non-Lead | After 2014 |  | Non-Lead | No | No |  |  | No | No | No
LSLI2638 | 2804 | Stag | Horseshoe Bay | 78657 |  |  |  | Non-Lead | No | After 2014 |  | Non-Lead | After 2014 |  | Non-Lead | No | No |  |  | No | No | No
LSLI2639 | 3505 | Stag | Horseshoe Bay | 78657 |  |  |  | Non-Lead | No | After 2014 |  | Non-Lead | After 2014 |  | Non-Lead | No | No |  |  | No | No | No
LSLI2640 | 2504 | Stag | Horseshoe Bay | 78657 |  |  |  | Non-Lead | No | After 2014 |  | Non-Lead | After 2014 |  | Non-Lead | No | No |  |  | No | No | No
LSLI2641 | 3404 | Stag | Horseshoe Bay | 78657 |  |  |  | Non-Lead | No | After 2014 |  | Non-Lead | After 2014 |  | Non-Lead | No | No |  |  | No | No | No
LSLI2642 | 1200 | Stagecoach | Horseshoe Bay | 78657 |  |  |  | Non-Lead | No | Between 1989 and 2014 |  | Non-Lead | Between 1989 and 2014 |  | Non-Lead | Don't Know | Don't Know |  |  | No | No | No
LSLI2643 | 1202 | Stagecoach | Horseshoe Bay | 78657 |  |  |  | Non-Lead | No | Between 1989 and 2014 |  | Non-Lead | Between 1989 and 2014 |  | Non-Lead | Don't Know | Don't Know |  |  | No | No | No
LSLI2644 | 1305 | Stagecoach Fuchs House | Horseshoe Bay | 78657 |  |  |  | Non-Lead | No | After 2014 |  | Non-Lead | After 2014 |  | Non-Lead | No | No |  |  | No | No | No
LSLI2645 | 1201 | Stampede | Horseshoe Bay | 78657 |  |  |  | Non-Lead | No | Between 1989 and 2014 |  | Non-Lead | Between 1989 and 2014 |  | Non-Lead | Don't Know | Don't Know |  |  | No | No | No
LSLI2646 | 1124 | Stampede | Horseshoe Bay | 78657 |  |  |  | Non-Lead | No | After 2014 |  | Non-Lead | After 2014 |  | Non-Lead | No | No |  |  | No | No | No
LSLI2647 | 105 | Star 2 Upper Deck | Horseshoe Bay | 78657 |  |  |  | Non-Lead | No | Between 1989 and 2014 |  | Non-Lead | Between 1989 and 2014 |  | Non-Lead | Don't Know | Don't Know |  |  | No | No | No
LSLI2648 | 105 | Star 4 Upper Deck | Horseshoe Bay | 78657 |  |  |  | Non-Lead | No | Between 1989 and 2014 |  | Non-Lead | Between 1989 and 2014 |  | Non-Lead | Don't Know | Don't Know |  |  | No | No | No
LSLI2649 | 105 | Star 5 Upper Deck | Horseshoe Bay | 78657 |  |  |  | Non-Lead | No | Between 1989 and 2014 |  | Non-Lead | Between 1989 and 2014 |  | Non-Lead | Don't Know | Don't Know |  |  | No | No | No
LSLI2650 | 105 | Star 6 Upper Deck | Horseshoe Bay | 78657 |  |  |  | Non-Lead | No | Between 1989 and 2014 |  | Non-Lead | Between 1989 and 2014 |  | Non-Lead | Don't Know | Don't Know |  |  | No | No | No
LSLI2651 | 105 | Star 8 Upper Deck | Horseshoe Bay | 78657 |  |  |  | Non-Lead | No | Between 1989 and 2014 |  | Non-Lead | Between 1989 and 2014 |  | Non-Lead | Don't Know | Don't Know |  |  | No | No | No
LSLI2652 | 105 | Star 9 Upper Deck | Horseshoe Bay | 78657 |  |  |  | Non-Lead | No | Between 1989 and 2014 |  | Non-Lead | Between 1989 and 2014 |  | Non-Lead | Don't Know | Don't Know |  |  | No | No | No
LSLI2653 | 105 | Star 13 Upper Deck | Horseshoe Bay | 78657 |  |  |  | Non-Lead | No | Between 1989 and 2014 |  | Non-Lead | Between 1989 and 2014 |  | Non-Lead | Don't Know | Don't Know |  |  | No | No | No
LSLI2654 | 2207 | Star Circle | Horseshoe Bay | 78657 |  |  |  | Non-Lead | No | Between 1989 and 2014 |  | Non-Lead | Between 1989 and 2014 |  | Non-Lead | Don't Know | Don't Know |  |  | No | No | No
LSLI2655 | 2203 | Star Circle | Horseshoe Bay | 78657 |  |  |  | Non-Lead | No | Between 1989 and 2014 |  | Non-Lead | Between 1989 and 2014 |  | Non-Lead | Don't Know | Don't Know |  |  | No | No | No
LSLI2656 | 109 | Starboard | Horseshoe Bay | 78657 |  |  |  | Non-Lead | No | Between 1989 and 2014 |  | Non-Lead | Between 1989 and 2014 |  | Non-Lead | Don't Know | Don't Know |  |  | No | No | No
LSLI2657 | 107 | Starboard | Horseshoe Bay | 78657 |  |  |  | Non-Lead | No | Between 1989 and 2014 |  | Non-Lead | Between 1989 and 2014 |  | Non-Lead | Don't Know | Don't Know |  |  | No | No | No
LSLI2658 | 102 | Starboard | Horseshoe Bay | 78657 |  |  |  | Non-Lead | No | Between 1989 and 2014 |  | Non-Lead | Between 1989 and 2014 |  | Non-Lead | Don't Know | Don't Know |  |  | No | No | No
LSLI2659 | 106 | Starboard | Horseshoe Bay | 78657 |  |  |  | Non-Lead | No | Between 1989 and 2014 |  | Non-Lead | Between 1989 and 2014 |  | Non-Lead | Don't Know | Don't Know |  |  | No | No | No
LSLI2660 | 111 | Still Water | Horseshoe Bay | 78657 |  |  |  | Non-Lead | No | Between 1989 and 2014 |  | Non-Lead | Between 1989 and 2014 |  | Non-Lead | Don't Know | Don't Know |  |  | No | No | No
LSLI2661 | 115 | Still Water | Horseshoe Bay | 78657 |  |  |  | Non-Lead | No | Between 1989 and 2014 |  | Non-Lead | Between 1989 and 2014 |  | Non-Lead | Don't Know | Don't Know |  |  | No | No | No
LSLI2662 | 109 | Still Water | Horseshoe Bay | 78657 |  |  |  | Non-Lead | No | Between 1989 and 2014 |  | Non-Lead | Between 1989 and 2014 |  | Non-Lead | Don't Know | Don't Know |  |  | No | No | No
LSLI2663 | 105 | Still Water | Horseshoe Bay | 78657 |  |  |  | Non-Lead | No | Between 1989 and 2014 |  | Non-Lead | Between 1989 and 2014 |  | Non-Lead | Don't Know | Don't Know |  |  | No | No | No
LSLI2664 | 103 | Still Water | Horseshoe Bay | 78657 |  |  |  | Non-Lead | No | After 2014 |  | Non-Lead | After 2014 |  | Non-Lead | No | No |  |  | No | No | No
LSLI2665 | 112 | Still Water | Horseshoe Bay | 78657 |  |  |  | Non-Lead | No | After 2014 |  | Non-Lead | After 2014 |  | Non-Lead | No | No |  |  | No | No | No
LSLI2666 | 110 | Stones Throw | Horseshoe Bay | 78657 |  |  |  | Non-Lead | No | Between 1989 and 2014 |  | Non-Lead | Between 1989 and 2014 |  | Non-Lead | Don't Know | Don't Know |  |  | No | No | No
LSLI2667 | 112 | Stones Throw | Horseshoe Bay | 78657 |  |  |  | Non-Lead | No | Between 1989 and 2014 |  | Non-Lead | Between 1989 and 2014 |  | Non-Lead | Don't Know | Don't Know |  |  | No | No | No
LSLI2668 | 105 | Stones Throw Stones | Horseshoe Bay | 78657 |  |  |  | Non-Lead | No | Between 1989 and 2014 |  | Non-Lead | Between 1989 and 2014 |  | Non-Lead | Don't Know | Don't Know |  |  | No | No | No
LSLI2669 | 819 | Summit Rock Blvd | Horseshoe Bay | 78657 |  |  |  | Non-Lead | No | Between 1989 and 2014 |  | Non-Lead | Between 1989 and 2014 |  | Non-Lead | Don't Know | Don't Know |  |  | No | No | No
LSLI2670 | 711 | Summit Rock Blvd Clubhouse | Horseshoe Bay | 78657 |  |  |  | Non-Lead | No | After 2014 |  | Non-Lead | After 2014 |  | Non-Lead | No | No |  |  | No | No | No
LSLI2671 | 705 | Summit Rock Blvd Hi Mesa | Horseshoe Bay | 78657 |  |  |  | Non-Lead | No | Between 1989 and 2014 |  | Non-Lead | Between 1989 and 2014 |  | Non-Lead | Don't Know | Don't Know |  |  | No | No | No
LSLI2672 | 2807 | Sun | Horseshoe Bay | 78657 |  |  |  | Non-Lead | No | Between 1989 and 2014 |  | Non-Lead | Between 1989 and 2014 |  | Non-Lead | Don't Know | Don't Know |  |  | No | No | No
LSLI2673 | 2803 | Sun | Horseshoe Bay | 78657 |  |  |  | Non-Lead | No | Between 1989 and 2014 |  | Non-Lead | Between 1989 and 2014 |  | Non-Lead | Don't Know | Don't Know |  |  | No | No | No
LSLI2674 | 2805 | Sun | Horseshoe Bay | 78657 |  |  |  | Non-Lead | No | Between 1989 and 2014 |  | Non-Lead | Between 1989 and 2014 |  | Non-Lead | Don't Know | Don't Know |  |  | No | No | No
LSLI2675 | 2802 | Sun | Horseshoe Bay | 78657 |  |  |  | Non-Lead | No | Between 1989 and 2014 |  | Non-Lead | Between 1989 and 2014 |  | Non-Lead | Don't Know | Don't Know |  |  | No | No | No
LSLI2676 | 1210 | Sun Ray | Horseshoe Bay | 78657 |  |  |  | Non-Lead | No | Between 1989 and 2014 |  | Non-Lead | Between 1989 and 2014 |  | Non-Lead | Don't Know | Don't Know |  |  | No | No | No
LSLI2677 | 909 | Sun Ray | Horseshoe Bay | 78657 |  |  |  | Non-Lead | No | Between 1989 and 2014 |  | Non-Lead | Between 1989 and 2014 |  | Non-Lead | Don't Know | Don't Know |  |  | No | No | No
LSLI2678 | 1106 | Sun Ray | Horseshoe Bay | 78657 |  |  |  | Non-Lead | No | Between 1989 and 2014 |  | Non-Lead | Between 1989 and 2014 |  | Non-Lead | Don't Know | Don't Know |  |  | No | No | No
LSLI2679 | 911 | Sun Ray | Horseshoe Bay | 78657 |  |  |  | Non-Lead | No | Between 1989 and 2014 |  | Non-Lead | Between 1989 and 2014 |  | Non-Lead | Don't Know | Don't Know |  |  | No | No | No
LSLI2680 | 905 | Sun Ray | Horseshoe Bay | 78657 |  |  |  | Non-Lead | No | Between 1989 and 2014 |  | Non-Lead | Between 1989 and 2014 |  | Non-Lead | Don't Know | Don't Know |  |  | No | No | No
LSLI2681 | 322 | Sun Ray | Horseshoe Bay | 78657 |  |  |  | Non-Lead | No | Between 1989 and 2014 |  | Non-Lead | Between 1989 and 2014 |  | Non-Lead | Don't Know | Don't Know |  |  | No | No | No
LSLI2682 | 1218 | Sun Ray | Horseshoe Bay | 78657 |  |  |  | Non-Lead | No | Between 1989 and 2014 |  | Non-Lead | Between 1989 and 2014 |  | Non-Lead | Don't Know | Don't Know |  |  | No | No | Yes | Tier 1
LSLI2683 | 1000 | Sun Ray | Horseshoe Bay | 78657 |  |  |  | Non-Lead | No | Between 1989 and 2014 |  | Non-Lead | Between 1989 and 2014 |  | Non-Lead | Don't Know | Don't Know |  |  | No | No | No
LSLI2684 | 336 | Sun Ray | Horseshoe Bay | 78657 |  |  |  | Non-Lead | No | Between 1989 and 2014 |  | Non-Lead | Between 1989 and 2014 |  | Non-Lead | Don't Know | Don't Know |  |  | No | No | No
LSLI2685 | 340 | Sun Ray | Horseshoe Bay | 78657 |  |  |  | Non-Lead | No | Between 1989 and 2014 |  | Non-Lead | Between 1989 and 2014 |  | Non-Lead | Don't Know | Don't Know |  |  | No | No | No
LSLI2686 | 300 | Sun Ray | Horseshoe Bay | 78657 |  |  |  | Non-Lead | No | Between 1989 and 2014 |  | Non-Lead | Between 1989 and 2014 |  | Non-Lead | Don't Know | Don't Know |  |  | No | No | No
LSLI2687 | 603 | Sun Ray | Horseshoe Bay | 78657 |  |  |  | Non-Lead | No | Between 1989 and 2014 |  | Non-Lead | Between 1989 and 2014 |  | Non-Lead | Don't Know | Don't Know |  |  | No | No | Yes | Tier 1
LSLI2688 | 1206 | Sun Ray | Horseshoe Bay | 78657 |  |  |  | Non-Lead | No | Between 1989 and 2014 |  | Non-Lead | Between 1989 and 2014 |  | Non-Lead | Don't Know | Don't Know |  |  | No | No | No
LSLI2689 | 316 | Sun Ray | Horseshoe Bay | 78657 |  |  |  | Non-Lead | No | Between 1989 and 2014 |  | Non-Lead | Between 1989 and 2014 |  | Non-Lead | Don't Know | Don't Know |  |  | No | No | No
LSLI2690 | 1114 | Sun Ray | Horseshoe Bay | 78657 |  |  |  | Non-Lead | No | Between 1989 and 2014 |  | Non-Lead | Between 1989 and 2014 |  | Non-Lead | Don't Know | Don't Know |  |  | No | No | No
LSLI2691 | 1202 | Sun Ray | Horseshoe Bay | 78657 |  |  |  | Non-Lead | No | After 2014 |  | Non-Lead | After 2014 |  | Non-Lead | No | No |  |  | No | No | No
LSLI2692 | 339 | Sun Ray | Horseshoe Bay | 78657 |  |  |  | Non-Lead | No | After 2014 |  | Non-Lead | After 2014 |  | Non-Lead | No | No |  |  | No | No | No
LSLI2693 | 1004 | Sun Ray | Horseshoe Bay | 78657 |  |  |  | Non-Lead | No | After 2014 |  | Non-Lead | After 2014 |  | Non-Lead | No | No |  |  | No | No | No
LSLI2694 | 1110 | Sun Ray | Horseshoe Bay | 78657 |  |  |  | Non-Lead | No | After 2014 |  | Non-Lead | After 2014 |  | Non-Lead | No | No |  |  | No | No | No
LSLI2695 | 824 | Sun Ray | Horseshoe Bay | 78657 |  |  |  | Non-Lead | No | After 2014 |  | Non-Lead | After 2014 |  | Non-Lead | No | No |  |  | No | No | No
LSLI2696 | 301 | Sun Ray | Horseshoe Bay | 78657 |  |  |  | Non-Lead | No | After 2014 |  | Non-Lead | After 2014 |  | Non-Lead | No | No |  |  | No | No | No
LSLI2697 | 901 | Sun Ray | Horseshoe Bay | 78657 |  |  |  | Non-Lead | No | After 2014 |  | Non-Lead | After 2014 |  | Non-Lead | No | No |  |  | No | No | No
LSLI2698 | 307 | Sun Ray | Horseshoe Bay | 78657 |  |  |  | Non-Lead | No | After 2014 |  | Non-Lead | After 2014 |  | Non-Lead | No | No |  |  | No | No | No
LSLI2699 | 205 | Sun Ray | Horseshoe Bay | 78657 |  |  |  | Non-Lead | No | After 2014 |  | Non-Lead | After 2014 |  | Non-Lead | No | No |  |  | No | No | No
LSLI2700 | 200 | Sun Ray | Horseshoe Bay | 78657 |  |  |  | Non-Lead | No | After 2014 |  | Non-Lead | After 2014 |  | Non-Lead | No | No |  |  | No | No | No
LSLI2701 | 313 | Sun Ray | Horseshoe Bay | 78657 |  |  |  | Non-Lead | No | After 2014 |  | Non-Lead | After 2014 |  | Non-Lead | No | No |  |  | No | No | No
LSLI2702 | 1224 | Sun Ray | Horseshoe Bay | 78657 |  |  |  | Non-Lead | No | After 2014 |  | Non-Lead | After 2014 |  | Non-Lead | No | No |  |  | No | No | No
LSLI2703 | 1102 | Sun Ray | Horseshoe Bay | 78657 |  |  |  | Non-Lead | No | After 2014 |  | Non-Lead | After 2014 |  | Non-Lead | No | No |  |  | No | No | No
LSLI2704 | 503 | Sun Ray | Horseshoe Bay | 78657 |  |  |  | Non-Lead | No | After 2014 |  | Non-Lead | After 2014 |  | Non-Lead | No | No |  |  | No | No | No
LSLI2705 | 914 | Sun Ray | Horseshoe Bay | 78657 |  |  |  | Non-Lead | No | After 2014 |  | Non-Lead | After 2014 |  | Non-Lead | No | No |  |  | No | No | No
LSLI2706 | 222 | Sun Ray | Horseshoe Bay | 78657 |  |  |  | Non-Lead | No | After 2014 |  | Non-Lead | After 2014 |  | Non-Lead | No | No |  |  | No | No | No
LSLI2707 | 346 | Sun Ray | Horseshoe Bay | 78657 |  |  |  | Non-Lead | No | After 2014 |  | Non-Lead | After 2014 |  | Non-Lead | No | No |  |  | No | No | No
LSLI2708 | 815 | Sun Ray | Horseshoe Bay | 78657 |  |  |  | Non-Lead | No | After 2014 |  | Non-Lead | After 2014 |  | Non-Lead | No | No |  |  | No | No | No
LSLI2709 | 341 | Sun Ray | Horseshoe Bay | 78657 |  |  |  | Non-Lead | No | After 2014 |  | Non-Lead | After 2014 |  | Non-Lead | No | No |  |  | No | No | No
LSLI2710 | 315 | Sun Ray | Horseshoe Bay | 78657 |  |  |  | Non-Lead | No | After 2014 |  | Non-Lead | After 2014 |  | Non-Lead | No | No |  |  | No | No | No
LSLI2711 | 1010 | Sun Ray | Horseshoe Bay | 78657 |  |  |  | Non-Lead | No | After 2014 |  | Non-Lead | After 2014 |  | Non-Lead | No | No |  |  | No | No | No
LSLI2712 | 611 | Sun Ray | Horseshoe Bay | 78657 |  |  |  | Non-Lead | No | After 2014 |  | Non-Lead | After 2014 |  | Non-Lead | No | No |  |  | No | No | No
LSLI2713 | 341 | Sun Ray | Horseshoe Bay | 78657 |  |  |  | Non-Lead | No | After 2014 |  | Non-Lead | After 2014 |  | Non-Lead | No | No |  |  | No | No | No
LSLI2714 | 309 | Sun Spot | Horseshoe Bay | 78657 |  |  |  | Non-Lead | No | Between 1989 and 2014 |  | Non-Lead | Between 1989 and 2014 |  | Non-Lead | Don't Know | Don't Know |  |  | No | No | No
LSLI2715 | 317 | Sun Spot | Horseshoe Bay | 78657 |  |  |  | Non-Lead | No | After 2014 |  | Non-Lead | After 2014 |  | Non-Lead | No | No |  |  | No | No | No
LSLI2716 | 313 | Sun Spot | Horseshoe Bay | 78657 |  |  |  | Non-Lead | No | After 2014 |  | Non-Lead | After 2014 |  | Non-Lead | No | No |  |  | No | No | No
LSLI2717 | 2609 | Sunnypoint Dr | Horseshoe Bay | 78657 |  |  |  | Non-Lead | No | Between 1989 and 2014 |  | Non-Lead | Between 1989 and 2014 |  | Non-Lead | Don't Know | Don't Know |  |  | No | No | No
LSLI2718 | 100 | Sunset Street | Horseshoe Bay | 78657 |  |  |  | Non-Lead | No | After 2014 |  | Non-Lead | After 2014 |  | Non-Lead | No | No |  |  | No | No | No
LSLI2719 | 109 | Sunshine 1 Stonegate | Horseshoe Bay | 78657 |  |  |  | Non-Lead | No | Between 1989 and 2014 |  | Non-Lead | Between 1989 and 2014 |  | Non-Lead | Don't Know | Don't Know |  |  | No | No | No
LSLI2720 | 109 | Sunshine 3 Stonegate | Horseshoe Bay | 78657 |  |  |  | Non-Lead | No | Between 1989 and 2014 |  | Non-Lead | Between 1989 and 2014 |  | Non-Lead | Don't Know | Don't Know |  |  | No | No | No
LSLI2721 | 109 | Sunshine 4 Stonegate | Horseshoe Bay | 78657 |  |  |  | Non-Lead | No | Between 1989 and 2014 |  | Non-Lead | Between 1989 and 2014 |  | Non-Lead | Don't Know | Don't Know |  |  | No | No | No
LSLI2722 | 109 | Sunshine 5 Stonegate | Horseshoe Bay | 78657 |  |  |  | Non-Lead | No | Between 1989 and 2014 |  | Non-Lead | Between 1989 and 2014 |  | Non-Lead | Don't Know | Don't Know |  |  | No | No | No
LSLI2723 | 109 | Sunshine 6 Stonegate | Horseshoe Bay | 78657 |  |  |  | Non-Lead | No | Between 1989 and 2014 |  | Non-Lead | Between 1989 and 2014 |  | Non-Lead | Don't Know | Don't Know |  |  | No | No | No
LSLI2724 | 109 | Sunshine 7 Stonegate | Horseshoe Bay | 78657 |  |  |  | Non-Lead | No | Between 1989 and 2014 |  | Non-Lead | Between 1989 and 2014 |  | Non-Lead | Don't Know | Don't Know |  |  | No | No | No
LSLI2725 | 109 | Sunshine 8 Stonegate | Horseshoe Bay | 78657 |  |  |  | Non-Lead | No | Between 1989 and 2014 |  | Non-Lead | Between 1989 and 2014 |  | Non-Lead | Don't Know | Don't Know |  |  | No | No | No
LSLI2726 | 109 | Sunshine 9 Stonegate | Horseshoe Bay | 78657 |  |  |  | Non-Lead | No | Between 1989 and 2014 |  | Non-Lead | Between 1989 and 2014 |  | Non-Lead | Don't Know | Don't Know |  |  | No | No | No
LSLI2727 | 107 | Sunshine A | Horseshoe Bay | 78657 |  |  |  | Non-Lead | No | Between 1989 and 2014 |  | Non-Lead | Between 1989 and 2014 |  | Non-Lead | Don't Know | Don't Know |  |  | No | No | No
LSLI2728 | 103 | Sunshine A | Horseshoe Bay | 78657 |  |  |  | Non-Lead | No | Between 1989 and 2014 |  | Non-Lead | Between 1989 and 2014 |  | Non-Lead | Don't Know | Don't Know |  |  | No | No | No
LSLI2729 | 105 | Sunshine B | Horseshoe Bay | 78657 |  |  |  | Non-Lead | No | Between 1989 and 2014 |  | Non-Lead | Between 1989 and 2014 |  | Non-Lead | Don't Know | Don't Know |  |  | No | No | No
LSLI2730 | 108 | Sure Fire | Horseshoe Bay | 78657 |  |  |  | Non-Lead | No | After 2014 |  | Non-Lead | After 2014 |  | Non-Lead | No | No |  |  | No | No | No
LSLI2731 | 112 | Sure Fire | Horseshoe Bay | 78657 |  |  |  | Non-Lead | No | After 2014 |  | Non-Lead | After 2014 |  | Non-Lead | No | No |  |  | No | No | No
LSLI2732 | 113 | Sure Fire | Horseshoe Bay | 78657 |  |  |  | Non-Lead | No | After 2014 |  | Non-Lead | After 2014 |  | Non-Lead | No | No |  |  | No | No | No
LSLI2733 | 109 | Sure Fire | Horseshoe Bay | 78657 |  |  |  | Non-Lead | No | After 2014 |  | Non-Lead | After 2014 |  | Non-Lead | No | No |  |  | No | No | No
LSLI2734 | 1612 | Swear Injun | Horseshoe Bay | 78657 |  |  |  | Non-Lead | No | Between 1989 and 2014 |  | Non-Lead | Between 1989 and 2014 |  | Non-Lead | Don't Know | Don't Know |  |  | No | No | No
LSLI2735 | 1607 | Swear Injun | Horseshoe Bay | 78657 |  |  |  | Non-Lead | No | After 2014 |  | Non-Lead | After 2014 |  | Non-Lead | No | No |  |  | No | No | No
LSLI2736 | 321 | Sweet Grass | Horseshoe Bay | 78657 |  |  |  | Non-Lead | No | Between 1989 and 2014 |  | Non-Lead | Between 1989 and 2014 |  | Non-Lead | Don't Know | Don't Know |  |  | No | No | No
LSLI2737 | 200 | Sweet Grass | Horseshoe Bay | 78657 |  |  |  | Non-Lead | No | Between 1989 and 2014 |  | Non-Lead | Between 1989 and 2014 |  | Non-Lead | Don't Know | Don't Know |  |  | No | No | No
LSLI2738 | 202 | Sweet Grass | Horseshoe Bay | 78657 |  |  |  | Non-Lead | No | Between 1989 and 2014 |  | Non-Lead | Between 1989 and 2014 |  | Non-Lead | Don't Know | Don't Know |  |  | No | No | No
LSLI2739 | 201 | Sweet Grass | Horseshoe Bay | 78657 |  |  |  | Non-Lead | No | After 2014 |  | Non-Lead | After 2014 |  | Non-Lead | No | No |  |  | No | No | No
LSLI2740 | 301 | Sweet Grass | Horseshoe Bay | 78657 |  |  |  | Non-Lead | No | After 2014 |  | Non-Lead | After 2014 |  | Non-Lead | No | No |  |  | No | No | No
LSLI2741 | 202 | Sweet Grass | Horseshoe Bay | 78657 |  |  |  | Non-Lead | No | After 2014 |  | Non-Lead | After 2014 |  | Non-Lead | No | No |  |  | No | No | No
LSLI2742 | 324 | Sweet Grass | Horseshoe Bay | 78657 |  |  |  | Non-Lead | No | After 2014 |  | Non-Lead | After 2014 |  | Non-Lead | No | No |  |  | No | No | No
LSLI2743 | 204 | Tail Wind | Horseshoe Bay | 78657 |  |  |  | Non-Lead | No | Between 1989 and 2014 |  | Non-Lead | Between 1989 and 2014 |  | Non-Lead | Don't Know | Don't Know |  |  | No | No | No
LSLI2744 | 401 | Tail Wind | Horseshoe Bay | 78657 |  |  |  | Non-Lead | No | After 2014 |  | Non-Lead | After 2014 |  | Non-Lead | No | No |  |  | No | No | No
LSLI2745 | 710 | Tail Wind | Horseshoe Bay | 78657 |  |  |  | Non-Lead | No | After 2014 |  | Non-Lead | After 2014 |  | Non-Lead | No | No |  |  | No | No | No
LSLI2746 | 301 | Tail Wind | Horseshoe Bay | 78657 |  |  |  | Non-Lead | No | Between 1989 and 2014 |  | Non-Lead | Between 1989 and 2014 |  | Non-Lead | Don't Know | Don't Know |  |  | No | No | Yes | Tier 1
LSLI2747 | 312 | Tarbet Trail | Horseshoe Bay | 78657 |  |  |  | Non-Lead | No | Between 1989 and 2014 |  | Non-Lead | Between 1989 and 2014 |  | Non-Lead | Don't Know | Don't Know |  |  | No | No | No
LSLI2748 | 305 | Tarbet Trail | Horseshoe Bay | 78657 |  |  |  | Non-Lead | No | Between 1989 and 2014 |  | Non-Lead | Between 1989 and 2014 |  | Non-Lead | Don't Know | Don't Know |  |  | No | No | No
LSLI2749 | 209 | Tarbet Trail | Horseshoe Bay | 78657 |  |  |  | Non-Lead | No | Between 1989 and 2014 |  | Non-Lead | Between 1989 and 2014 |  | Non-Lead | Don't Know | Don't Know |  |  | No | No | No
LSLI2750 | 120 | Tee Off | Horseshoe Bay | 78657 |  |  |  | Non-Lead | No | Between 1989 and 2014 |  | Non-Lead | Between 1989 and 2014 |  | Non-Lead | Don't Know | Don't Know |  |  | No | No | No
LSLI2751 | 112 | Tee Off | Horseshoe Bay | 78657 |  |  |  | Non-Lead | No | Between 1989 and 2014 |  | Non-Lead | Between 1989 and 2014 |  | Non-Lead | Don't Know | Don't Know |  |  | No | No | Yes | Tier 1
LSLI2752 | 102 | Tee Off | Horseshoe Bay | 78657 |  |  |  | Non-Lead | No | Between 1989 and 2014 |  | Non-Lead | Between 1989 and 2014 |  | Non-Lead | Don't Know | Don't Know |  |  | No | No | No
LSLI2753 | 106 | Tee Off | Horseshoe Bay | 78657 |  |  |  | Non-Lead | No | Between 1989 and 2014 |  | Non-Lead | Between 1989 and 2014 |  | Non-Lead | Don't Know | Don't Know |  |  | No | No | No
LSLI2754 | 121 | Tee Off | Horseshoe Bay | 78657 |  |  |  | Non-Lead | No | Between 1989 and 2014 |  | Non-Lead | Between 1989 and 2014 |  | Non-Lead | Don't Know | Don't Know |  |  | No | No | No
LSLI2755 | 200 | Tee Off | Horseshoe Bay | 78657 |  |  |  | Non-Lead | No | Between 1989 and 2014 |  | Non-Lead | Between 1989 and 2014 |  | Non-Lead | Don't Know | Don't Know |  |  | No | No | No
LSLI2756 | 124 | Tee Off | Horseshoe Bay | 78657 |  |  |  | Non-Lead | No | Between 1989 and 2014 |  | Non-Lead | Between 1989 and 2014 |  | Non-Lead | Don't Know | Don't Know |  |  | No | No | No
LSLI2757 | 122 | Tee Off | Horseshoe Bay | 78657 |  |  |  | Non-Lead | No | After 2014 |  | Non-Lead | After 2014 |  | Non-Lead | No | No |  |  | No | No | No
LSLI2758 | 118 | Tee Off | Horseshoe Bay | 78657 |  |  |  | Non-Lead | No | After 2014 |  | Non-Lead | After 2014 |  | Non-Lead | No | No |  |  | No | No | No
LSLI2759 | 210 | Tee Off A | Horseshoe Bay | 78657 |  |  |  | Non-Lead | No | Between 1989 and 2014 |  | Non-Lead | Between 1989 and 2014 |  | Non-Lead | Don't Know | Don't Know |  |  | No | No | No
LSLI2760 | 106 | Tee Off Addition | Horseshoe Bay | 78657 |  |  |  | Non-Lead | No | After 2014 |  | Non-Lead | After 2014 |  | Non-Lead | No | No |  |  | No | No | No
LSLI2761 | 210 | Tee Off B | Horseshoe Bay | 78657 |  |  |  | Non-Lead | No | Between 1989 and 2014 |  | Non-Lead | Between 1989 and 2014 |  | Non-Lead | Don't Know | Don't Know |  |  | No | No | No
LSLI2762 | 430 | Thanksgiving Mountain Rd | Horseshoe Bay | 78657 |  |  |  | Non-Lead | No | Between 1989 and 2014 |  | Non-Lead | Between 1989 and 2014 |  | Non-Lead | Don't Know | Don't Know |  |  | No | No | No
LSLI2763 | 400 | Thanksgiving Mountain Rd | Horseshoe Bay | 78657 |  |  |  | Non-Lead | No | Between 1989 and 2014 |  | Non-Lead | Between 1989 and 2014 |  | Non-Lead | Don't Know | Don't Know |  |  | No | No | No
LSLI2764 | 1309 | That-A-Way | Horseshoe Bay | 78657 |  |  |  | Non-Lead | No | After 2014 |  | Non-Lead | After 2014 |  | Non-Lead | No | No |  |  | No | No | No
LSLI2765 | 1311 | That-A-Way | Horseshoe Bay | 78657 |  |  |  | Non-Lead | No | After 2014 |  | Non-Lead | After 2014 |  | Non-Lead | No | No |  |  | No | No | No
LSLI2766 | 1301 | That-A-Way | Horseshoe Bay | 78657 |  |  |  | Non-Lead | No | Between 1989 and 2014 |  | Non-Lead | Between 1989 and 2014 |  | Non-Lead | Don't Know | Don't Know |  |  | No | No | No
LSLI2767 | 1212 | The Cape | Horseshoe Bay | 78657 |  |  |  | Non-Lead | No | Between 1989 and 2014 |  | Non-Lead | Between 1989 and 2014 |  | Non-Lead | Don't Know | Don't Know |  |  | No | No | No
LSLI2768 | 1207 | The Cape | Horseshoe Bay | 78657 |  |  |  | Non-Lead | No | Between 1989 and 2014 |  | Non-Lead | Between 1989 and 2014 |  | Non-Lead | Don't Know | Don't Know |  |  | No | No | No
LSLI2769 | 1224 | The Cape | Horseshoe Bay | 78657 |  |  |  | Non-Lead | No | Between 1989 and 2014 |  | Non-Lead | Between 1989 and 2014 |  | Non-Lead | Don't Know | Don't Know |  |  | No | No | No
LSLI2770 | 1108 | The Cape | Horseshoe Bay | 78657 |  |  |  | Non-Lead | No | Between 1989 and 2014 |  | Non-Lead | Between 1989 and 2014 |  | Non-Lead | Don't Know | Don't Know |  |  | No | No | No
LSLI2771 | 1209 | The Cape | Horseshoe Bay | 78657 |  |  |  | Non-Lead | No | Between 1989 and 2014 |  | Non-Lead | Between 1989 and 2014 |  | Non-Lead | Don't Know | Don't Know |  |  | No | No | No
LSLI2772 | 1305 | The Cape | Horseshoe Bay | 78657 |  |  |  | Non-Lead | No | Between 1989 and 2014 |  | Non-Lead | Between 1989 and 2014 |  | Non-Lead | Don't Know | Don't Know |  |  | No | No | No
LSLI2773 | 1215 | The Cape | Horseshoe Bay | 78657 |  |  |  | Non-Lead | No | Between 1989 and 2014 |  | Non-Lead | Between 1989 and 2014 |  | Non-Lead | Don't Know | Don't Know |  |  | No | No | No
LSLI2774 | 1214 | The Cape | Horseshoe Bay | 78657 |  |  |  | Non-Lead | No | Between 1989 and 2014 |  | Non-Lead | Between 1989 and 2014 |  | Non-Lead | Don't Know | Don't Know |  |  | No | No | No
LSLI2775 | 1109 | The Cape | Horseshoe Bay | 78657 |  |  |  | Non-Lead | No | Between 1989 and 2014 |  | Non-Lead | Between 1989 and 2014 |  | Non-Lead | Don't Know | Don't Know |  |  | No | No | No
LSLI2776 | 1302 | The Cape | Horseshoe Bay | 78657 |  |  |  | Non-Lead | No | Between 1989 and 2014 |  | Non-Lead | Between 1989 and 2014 |  | Non-Lead | Don't Know | Don't Know |  |  | No | No | No
LSLI2777 | 1205 | The Cape | Horseshoe Bay | 78657 |  |  |  | Non-Lead | No | Between 1989 and 2014 |  | Non-Lead | Between 1989 and 2014 |  | Non-Lead | Don't Know | Don't Know |  |  | No | No | No
LSLI2778 | 1304 | The Cape | Horseshoe Bay | 78657 |  |  |  | Non-Lead | No | Between 1989 and 2014 |  | Non-Lead | Between 1989 and 2014 |  | Non-Lead | Don't Know | Don't Know |  |  | No | No | No
LSLI2779 | 1309 | The Cape | Horseshoe Bay | 78657 |  |  |  | Non-Lead | No | Between 1989 and 2014 |  | Non-Lead | Between 1989 and 2014 |  | Non-Lead | Don't Know | Don't Know |  |  | No | No | No
LSLI2780 | 1107 | The Cape #12 Capetown | Horseshoe Bay | 78657 |  |  |  | Non-Lead | No | Between 1989 and 2014 |  | Non-Lead | Between 1989 and 2014 |  | Non-Lead | Don't Know | Don't Know |  |  | No | No | No
LSLI2781 | 1300 | The Cape 1 Windsong | Horseshoe Bay | 78657 |  |  |  | Non-Lead | No | Between 1989 and 2014 |  | Non-Lead | Between 1989 and 2014 |  | Non-Lead | Don't Know | Don't Know |  |  | No | No | No
LSLI2782 | 1100 | The Cape 101 Cape Terrace | Horseshoe Bay | 78657 |  |  |  | Non-Lead | No | Between 1989 and 2014 |  | Non-Lead | Between 1989 and 2014 |  | Non-Lead | Don't Know | Don't Know |  |  | No | No | No
LSLI2783 | 1100 | The Cape 102 Cape Terrace | Horseshoe Bay | 78657 |  |  |  | Non-Lead | No | Between 1989 and 2014 |  | Non-Lead | Between 1989 and 2014 |  | Non-Lead | Don't Know | Don't Know |  |  | No | No | No
LSLI2784 | 1100 | The Cape 103 Cape Terrace | Horseshoe Bay | 78657 |  |  |  | Non-Lead | No | Between 1989 and 2014 |  | Non-Lead | Between 1989 and 2014 |  | Non-Lead | Don't Know | Don't Know |  |  | No | No | No
LSLI2785 | 1104 | The Cape 2 Cape West | Horseshoe Bay | 78657 |  |  |  | Non-Lead | No | Between 1989 and 2014 |  | Non-Lead | Between 1989 and 2014 |  | Non-Lead | Don't Know | Don't Know |  |  | No | No | No
LSLI2786 | 1103 | The Cape 2 Emerald Point | Horseshoe Bay | 78657 |  |  |  | Non-Lead | No | Between 1989 and 2014 |  | Non-Lead | Between 1989 and 2014 |  | Non-Lead | Don't Know | Don't Know |  |  | No | No | No
LSLI2787 | 1100 | The Cape 201 Cape Terrace | Horseshoe Bay | 78657 |  |  |  | Non-Lead | No | Between 1989 and 2014 |  | Non-Lead | Between 1989 and 2014 |  | Non-Lead | Don't Know | Don't Know |  |  | No | No | No
LSLI2788 | 1100 | The Cape 202 Cape Terrace | Horseshoe Bay | 78657 |  |  |  | Non-Lead | No | Between 1989 and 2014 |  | Non-Lead | Between 1989 and 2014 |  | Non-Lead | Don't Know | Don't Know |  |  | No | No | No
LSLI2789 | 1100 | The Cape 203 Cape Terrace | Horseshoe Bay | 78657 |  |  |  | Non-Lead | No | Between 1989 and 2014 |  | Non-Lead | Between 1989 and 2014 |  | Non-Lead | Don't Know | Don't Know |  |  | No | No | No
LSLI2790 | 1103 | The Cape 3 Emerald Point | Horseshoe Bay | 78657 |  |  |  | Non-Lead | No | Between 1989 and 2014 |  | Non-Lead | Between 1989 and 2014 |  | Non-Lead | Don't Know | Don't Know |  |  | No | No | No
LSLI2791 | 1300 | The Cape 3 Windsong | Horseshoe Bay | 78657 |  |  |  | Non-Lead | No | Between 1989 and 2014 |  | Non-Lead | Between 1989 and 2014 |  | Non-Lead | Don't Know | Don't Know |  |  | No | No | No
LSLI2792 | 1100 | The Cape 301 Cape Terrace | Horseshoe Bay | 78657 |  |  |  | Non-Lead | No | Between 1989 and 2014 |  | Non-Lead | Between 1989 and 2014 |  | Non-Lead | Don't Know | Don't Know |  |  | No | No | No
LSLI2793 | 1100 | The Cape 302 Cape Terrace | Horseshoe Bay | 78657 |  |  |  | Non-Lead | No | Between 1989 and 2014 |  | Non-Lead | Between 1989 and 2014 |  | Non-Lead | Don't Know | Don't Know |  |  | No | No | No
LSLI2794 | 1100 | The Cape 401 Cape Terrace | Horseshoe Bay | 78657 |  |  |  | Non-Lead | No | Between 1989 and 2014 |  | Non-Lead | Between 1989 and 2014 |  | Non-Lead | Don't Know | Don't Know |  |  | No | No | No
LSLI2795 | 1100 | The Cape 403 Cape Terrace | Horseshoe Bay | 78657 |  |  |  | Non-Lead | No | Between 1989 and 2014 |  | Non-Lead | Between 1989 and 2014 |  | Non-Lead | Don't Know | Don't Know |  |  | No | No | No
LSLI2796 | 1104 | The Cape 5 Cape West | Horseshoe Bay | 78657 |  |  |  | Non-Lead | No | Between 1989 and 2014 |  | Non-Lead | Between 1989 and 2014 |  | Non-Lead | Don't Know | Don't Know |  |  | No | No | No
LSLI2797 | 1301 | The Cape 5 Windjammer | Horseshoe Bay | 78657 |  |  |  | Non-Lead | No | Between 1989 and 2014 |  | Non-Lead | Between 1989 and 2014 |  | Non-Lead | Don't Know | Don't Know |  |  | No | No | No
LSLI2798 | 1300 | The Cape 5 Windsong | Horseshoe Bay | 78657 |  |  |  | Non-Lead | No | Between 1989 and 2014 |  | Non-Lead | Between 1989 and 2014 |  | Non-Lead | Don't Know | Don't Know |  |  | No | No | No
LSLI2799 | 1100 | The Cape 503 Cape Terrace | Horseshoe Bay | 78657 |  |  |  | Non-Lead | No | Between 1989 and 2014 |  | Non-Lead | Between 1989 and 2014 |  | Non-Lead | Don't Know | Don't Know |  |  | No | No | No
LSLI2800 | 1104 | The Cape 6 Cape West | Horseshoe Bay | 78657 |  |  |  | Non-Lead | No | Between 1989 and 2014 |  | Non-Lead | Between 1989 and 2014 |  | Non-Lead | Don't Know | Don't Know |  |  | No | No | No
LSLI2801 | 1300 | The Cape 6 Windsong | Horseshoe Bay | 78657 |  |  |  | Non-Lead | No | Between 1989 and 2014 |  | Non-Lead | Between 1989 and 2014 |  | Non-Lead | Don't Know | Don't Know |  |  | No | No | No
LSLI2802 | 1100 | The Cape 601 Cape Terrace | Horseshoe Bay | 78657 |  |  |  | Non-Lead | No | Between 1989 and 2014 |  | Non-Lead | Between 1989 and 2014 |  | Non-Lead | Don't Know | Don't Know |  |  | No | No | No
LSLI2803 | 1100 | The Cape 602 Cape Terrace | Horseshoe Bay | 78657 |  |  |  | Non-Lead | No | Between 1989 and 2014 |  | Non-Lead | Between 1989 and 2014 |  | Non-Lead | Don't Know | Don't Know |  |  | No | No | No
LSLI2804 | 1300 | The Cape 7 Windsong | Horseshoe Bay | 78657 |  |  |  | Non-Lead | No | Between 1989 and 2014 |  | Non-Lead | Between 1989 and 2014 |  | Non-Lead | Don't Know | Don't Know |  |  | No | No | No
LSLI2805 | 1100 | The Cape 701 Cape Terrace | Horseshoe Bay | 78657 |  |  |  | Non-Lead | No | Between 1989 and 2014 |  | Non-Lead | Between 1989 and 2014 |  | Non-Lead | Don't Know | Don't Know |  |  | No | No | No
LSLI2806 | 1100 | The Cape 702 Cape Terrace | Horseshoe Bay | 78657 |  |  |  | Non-Lead | No | Between 1989 and 2014 |  | Non-Lead | Between 1989 and 2014 |  | Non-Lead | Don't Know | Don't Know |  |  | No | No | No
LSLI2807 | 1300 | The Cape 8 Windsong | Horseshoe Bay | 78657 |  |  |  | Non-Lead | No | Between 1989 and 2014 |  | Non-Lead | Between 1989 and 2014 |  | Non-Lead | Don't Know | Don't Know |  |  | No | No | No
LSLI2808 | 104 | The Hills Ln | Horseshoe Bay | 78657 |  |  |  | Non-Lead | No | After 2014 |  | Non-Lead | After 2014 |  | Non-Lead | No | No |  |  | No | No | No
LSLI2809 | 225 | The Hills Rd | Horseshoe Bay | 78657 |  |  |  | Non-Lead | No | Between 1989 and 2014 |  | Non-Lead | Between 1989 and 2014 |  | Non-Lead | Don't Know | Don't Know |  |  | No | No | No
LSLI2810 | 41 | The Hills Rd | Horseshoe Bay | 78657 |  |  |  | Non-Lead | No | After 2014 |  | Non-Lead | After 2014 |  | Non-Lead | No | No |  |  | No | No | No
LSLI2811 | 412 | The Hills Rd | Horseshoe Bay | 78657 |  |  |  | Non-Lead | No | Between 1989 and 2014 |  | Non-Lead | Between 1989 and 2014 |  | Non-Lead | Don't Know | Don't Know |  |  | No | No | Yes | Tier 1
LSLI2812 | 421 | The Hills Rd | Horseshoe Bay | 78657 |  |  |  | Non-Lead | No | Between 1989 and 2014 |  | Non-Lead | Between 1989 and 2014 |  | Non-Lead | Don't Know | Don't Know |  |  | No | No | No
LSLI2813 | 207 | The Hills Rd | Horseshoe Bay | 78657 |  |  |  | Non-Lead | No | Between 1989 and 2014 |  | Non-Lead | Between 1989 and 2014 |  | Non-Lead | Don't Know | Don't Know |  |  | No | No | No
LSLI2814 | 407 | The Hills Rd | Horseshoe Bay | 78657 |  |  |  | Non-Lead | No | Between 1989 and 2014 |  | Non-Lead | Between 1989 and 2014 |  | Non-Lead | Don't Know | Don't Know |  |  | No | No | No
LSLI2815 | 413 | The Hills Rd | Horseshoe Bay | 78657 |  |  |  | Non-Lead | No | Between 1989 and 2014 |  | Non-Lead | Between 1989 and 2014 |  | Non-Lead | Don't Know | Don't Know |  |  | No | No | No
LSLI2816 | 110 | The Hills Rd | Horseshoe Bay | 78657 |  |  |  | Non-Lead | No | After 2014 |  | Non-Lead | After 2014 |  | Non-Lead | No | No |  |  | No | No | No
LSLI2817 | 114 | The Hills Rd | Horseshoe Bay | 78657 |  |  |  | Non-Lead | No | After 2014 |  | Non-Lead | After 2014 |  | Non-Lead | No | No |  |  | No | No | No
LSLI2818 | 109 | The Hills Rd | Horseshoe Bay | 78657 |  |  |  | Non-Lead | No | After 2014 |  | Non-Lead | After 2014 |  | Non-Lead | No | No |  |  | No | No | No
LSLI2819 | 418 | The Hills Rd | Horseshoe Bay | 78657 |  |  |  | Non-Lead | No | After 2014 |  | Non-Lead | After 2014 |  | Non-Lead | No | No |  |  | No | No | No
LSLI2820 | 217 | The Hills Rd The Hills | Horseshoe Bay | 78657 |  |  |  | Non-Lead | No | Between 1989 and 2014 |  | Non-Lead | Between 1989 and 2014 |  | Non-Lead | Don't Know | Don't Know |  |  | No | No | No
LSLI2821 | 311 | The Hills Rd The Hills | Horseshoe Bay | 78657 |  |  |  | Non-Lead | No | Between 1989 and 2014 |  | Non-Lead | Between 1989 and 2014 |  | Non-Lead | Don't Know | Don't Know |  |  | No | No | No
LSLI2822 | 214 | The Hills Road | Horseshoe Bay | 78657 |  |  |  | Non-Lead | No | Between 1989 and 2014 |  | Non-Lead | Between 1989 and 2014 |  | Non-Lead | Don't Know | Don't Know |  |  | No | No | No
LSLI2823 | 318 | The Hills Road | Horseshoe Bay | 78657 |  |  |  | Non-Lead | No | After 2014 |  | Non-Lead | After 2014 |  | Non-Lead | No | No |  |  | No | No | No
LSLI2824 | 104 | The Hills Way | Horseshoe Bay | 78657 |  |  |  | Non-Lead | No | After 2014 |  | Non-Lead | After 2014 |  | Non-Lead | No | No |  |  | No | No | No
LSLI2825 | 405 | The Trails Pkwy | Horseshoe Bay | 78657 |  |  |  | Non-Lead | No | Between 1989 and 2014 |  | Non-Lead | Between 1989 and 2014 |  | Non-Lead | Don't Know | Don't Know |  |  | No | No | No
LSLI2826 | 429 | The Trails Pkwy | Horseshoe Bay | 78657 |  |  |  | Non-Lead | No | Between 1989 and 2014 |  | Non-Lead | Between 1989 and 2014 |  | Non-Lead | Don't Know | Don't Know |  |  | No | No | No
LSLI2827 | 200 | The Trails Pkwy | Horseshoe Bay | 78657 |  |  |  | Non-Lead | No | Between 1989 and 2014 |  | Non-Lead | Between 1989 and 2014 |  | Non-Lead | Don't Know | Don't Know |  |  | No | No | No
LSLI2828 | 201 | The Trails Pkwy | Horseshoe Bay | 78657 |  |  |  | Non-Lead | No | Between 1989 and 2014 |  | Non-Lead | Between 1989 and 2014 |  | Non-Lead | Don't Know | Don't Know |  |  | No | No | No
LSLI2829 | 421 | The Trails Pkwy | Horseshoe Bay | 78657 |  |  |  | Non-Lead | No | Between 1989 and 2014 |  | Non-Lead | Between 1989 and 2014 |  | Non-Lead | Don't Know | Don't Know |  |  | No | No | No
LSLI2830 | 811 | The Trails Pkwy | Horseshoe Bay | 78657 |  |  |  | Non-Lead | No | Between 1989 and 2014 |  | Non-Lead | Between 1989 and 2014 |  | Non-Lead | Don't Know | Don't Know |  |  | No | No | No
LSLI2831 | 204 | The Trails Pkwy | Horseshoe Bay | 78657 |  |  |  | Non-Lead | No | Between 1989 and 2014 |  | Non-Lead | Between 1989 and 2014 |  | Non-Lead | Don't Know | Don't Know |  |  | No | No | No
LSLI2832 | 707 | The Trails Pkwy | Horseshoe Bay | 78657 |  |  |  | Non-Lead | No | Between 1989 and 2014 |  | Non-Lead | Between 1989 and 2014 |  | Non-Lead | Don't Know | Don't Know |  |  | No | No | No
LSLI2833 | 711 | The Trails Pkwy | Horseshoe Bay | 78657 |  |  |  | Non-Lead | No | Between 1989 and 2014 |  | Non-Lead | Between 1989 and 2014 |  | Non-Lead | Don't Know | Don't Know |  |  | No | No | No
LSLI2834 | 519 | The Trails Pkwy | Horseshoe Bay | 78657 |  |  |  | Non-Lead | No | Between 1989 and 2014 |  | Non-Lead | Between 1989 and 2014 |  | Non-Lead | Don't Know | Don't Know |  |  | No | No | No
LSLI2835 | 706 | The Trails Pkwy | Horseshoe Bay | 78657 |  |  |  | Non-Lead | No | Between 1989 and 2014 |  | Non-Lead | Between 1989 and 2014 |  | Non-Lead | Don't Know | Don't Know |  |  | No | No | No
LSLI2836 | 430 | The Trails Pkwy | Horseshoe Bay | 78657 |  |  |  | Non-Lead | No | Between 1989 and 2014 |  | Non-Lead | Between 1989 and 2014 |  | Non-Lead | Don't Know | Don't Know |  |  | No | No | No
LSLI2837 | 214 | The Trails Pkwy | Horseshoe Bay | 78657 |  |  |  | Non-Lead | No | Between 1989 and 2014 |  | Non-Lead | Between 1989 and 2014 |  | Non-Lead | Don't Know | Don't Know |  |  | No | No | No
LSLI2838 | 908 | The Trails Pkwy | Horseshoe Bay | 78657 |  |  |  | Non-Lead | No | Between 1989 and 2014 |  | Non-Lead | Between 1989 and 2014 |  | Non-Lead | Don't Know | Don't Know |  |  | No | No | No
LSLI2839 | 813 | The Trails Pkwy | Horseshoe Bay | 78657 |  |  |  | Non-Lead | No | After 2014 |  | Non-Lead | After 2014 |  | Non-Lead | No | No |  |  | No | No | No
LSLI2840 | 301 | The Trails Pkwy | Horseshoe Bay | 78657 |  |  |  | Non-Lead | No | After 2014 |  | Non-Lead | After 2014 |  | Non-Lead | No | No |  |  | No | No | No
LSLI2841 | 810 | The Trails Pkwy | Horseshoe Bay | 78657 |  |  |  | Non-Lead | No | After 2014 |  | Non-Lead | After 2014 |  | Non-Lead | No | No |  |  | No | No | No
LSLI2842 | 820 | The Trails Pkwy | Horseshoe Bay | 78657 |  |  |  | Non-Lead | No | After 2014 |  | Non-Lead | After 2014 |  | Non-Lead | No | No |  |  | No | No | No
LSLI2843 | 520 | The Trails Pkwy | Horseshoe Bay | 78657 |  |  |  | Non-Lead | No | After 2014 |  | Non-Lead | After 2014 |  | Non-Lead | No | No |  |  | No | No | No
LSLI2844 | 203 | The Trails Pkwy | Horseshoe Bay | 78657 |  |  |  | Non-Lead | No | After 2014 |  | Non-Lead | After 2014 |  | Non-Lead | No | No |  |  | No | No | No
LSLI2845 | 818 | The Trails Pkwy | Horseshoe Bay | 78657 |  |  |  | Non-Lead | No | After 2014 |  | Non-Lead | After 2014 |  | Non-Lead | No | No |  |  | No | No | No
LSLI2846 | 520 | The Trails Pkwy | Horseshoe Bay | 78657 |  |  |  | Non-Lead | No | After 2014 |  | Non-Lead | After 2014 |  | Non-Lead | No | No |  |  | No | No | No
LSLI2847 | 505 | The Trails Pkwy | Horseshoe Bay | 78657 |  |  |  | Non-Lead | No | After 2014 |  | Non-Lead | After 2014 |  | Non-Lead | No | No |  |  | No | No | No
LSLI2848 | 825 | The Trails Pkwy | Horseshoe Bay | 78657 |  |  |  | Non-Lead | No | After 2014 |  | Non-Lead | After 2014 |  | Non-Lead | No | No |  |  | No | No | No
LSLI2849 | 814 | The Trails Pkwy | Horseshoe Bay | 78657 |  |  |  | Non-Lead | No | After 2014 |  | Non-Lead | After 2014 |  | Non-Lead | No | No |  |  | No | No | No
LSLI2850 | 821 | The Trails Pkwy | Horseshoe Bay | 78657 |  |  |  | Non-Lead | No | After 2014 |  | Non-Lead | After 2014 |  | Non-Lead | No | No |  |  | No | No | No
LSLI2851 | 1011 | The Trails Pkwy | Horseshoe Bay | 78657 |  |  |  | Non-Lead | No | After 2014 |  | Non-Lead | After 2014 |  | Non-Lead | No | No |  |  | No | No | No
LSLI2852 | 817 | The Trails Pkwy | Horseshoe Bay | 78657 |  |  |  | Non-Lead | No | After 2014 |  | Non-Lead | After 2014 |  | Non-Lead | No | No |  |  | No | No | No
LSLI2853 | 903 | The Trails Pkwy | Horseshoe Bay | 78657 |  |  |  | Non-Lead | No | After 2014 |  | Non-Lead | After 2014 |  | Non-Lead | No | No |  |  | No | No | No
LSLI2854 | 819 | The Trails Pkwy | Horseshoe Bay | 78657 |  |  |  | Non-Lead | No | After 2014 |  | Non-Lead | After 2014 |  | Non-Lead | No | No |  |  | No | No | No
LSLI2855 | 909 | The Trails Pkwy | Horseshoe Bay | 78657 |  |  |  | Non-Lead | No | After 2014 |  | Non-Lead | After 2014 |  | Non-Lead | No | No |  |  | No | No | No
LSLI2856 | 823 | The Trails Pkwy | Horseshoe Bay | 78657 |  |  |  | Non-Lead | No | After 2014 |  | Non-Lead | After 2014 |  | Non-Lead | No | No |  |  | No | No | No
LSLI2857 | 518 | The Trails Pkwy | Horseshoe Bay | 78657 |  |  |  | Non-Lead | No | After 2014 |  | Non-Lead | After 2014 |  | Non-Lead | No | No |  |  | No | No | No
LSLI2858 | 110 | Third Sid | Horseshoe Bay | 78657 |  |  |  | Non-Lead | No | Between 1989 and 2014 |  | Non-Lead | Between 1989 and 2014 |  | Non-Lead | Don't Know | Don't Know |  |  | No | No | No
LSLI2859 | 105 | Third Sid | Horseshoe Bay | 78657 |  |  |  | Non-Lead | No | Between 1989 and 2014 |  | Non-Lead | Between 1989 and 2014 |  | Non-Lead | Don't Know | Don't Know |  |  | No | No | No
LSLI2860 | 101 | Third Sid | Horseshoe Bay | 78657 |  |  |  | Non-Lead | No | Between 1989 and 2014 |  | Non-Lead | Between 1989 and 2014 |  | Non-Lead | Don't Know | Don't Know |  |  | No | No | No
LSLI2861 | 107 | Third Sid | Horseshoe Bay | 78657 |  |  |  | Non-Lead | No | Between 1989 and 2014 |  | Non-Lead | Between 1989 and 2014 |  | Non-Lead | Don't Know | Don't Know |  |  | No | No | No
LSLI2862 | 109 | Third Sid | Horseshoe Bay | 78657 |  |  |  | Non-Lead | No | After 2014 |  | Non-Lead | After 2014 |  | Non-Lead | No | No |  |  | No | No | No
LSLI2863 | 817 | Tonto | Horseshoe Bay | 78657 |  |  |  | Non-Lead | No | After 2014 |  | Non-Lead | After 2014 |  | Non-Lead | No | No |  |  | No | No | No
LSLI2864 | 103 | Travertine | Horseshoe Bay | 78657 |  |  |  | Non-Lead | No | After 2014 |  | Non-Lead | After 2014 |  | Non-Lead | No | No |  |  | No | No | No
LSLI2865 | 300 | Tungsten | Horseshoe Bay | 78657 |  |  |  | Non-Lead | No | Between 1989 and 2014 |  | Non-Lead | Between 1989 and 2014 |  | Non-Lead | Don't Know | Don't Know |  |  | No | No | No
LSLI2866 | 302 | Tungsten | Horseshoe Bay | 78657 |  |  |  | Non-Lead | No | Between 1989 and 2014 |  | Non-Lead | Between 1989 and 2014 |  | Non-Lead | Don't Know | Don't Know |  |  | No | No | No
LSLI2867 | 303 | Tungsten | Horseshoe Bay | 78657 |  |  |  | Non-Lead | No | Between 1989 and 2014 |  | Non-Lead | Between 1989 and 2014 |  | Non-Lead | Don't Know | Don't Know |  |  | No | No | No
LSLI2868 | 404 | Tungsten | Horseshoe Bay | 78657 |  |  |  | Non-Lead | No | Between 1989 and 2014 |  | Non-Lead | Between 1989 and 2014 |  | Non-Lead | Don't Know | Don't Know |  |  | No | No | No
LSLI2869 | 408 | Tungsten | Horseshoe Bay | 78657 |  |  |  | Non-Lead | No | Between 1989 and 2014 |  | Non-Lead | Between 1989 and 2014 |  | Non-Lead | Don't Know | Don't Know |  |  | No | No | No
LSLI2870 | 400 | Tungsten | Horseshoe Bay | 78657 |  |  |  | Non-Lead | No | Between 1989 and 2014 |  | Non-Lead | Between 1989 and 2014 |  | Non-Lead | Don't Know | Don't Know |  |  | No | No | No
LSLI2871 | 401 | Tungsten | Horseshoe Bay | 78657 |  |  |  | Non-Lead | No | Between 1989 and 2014 |  | Non-Lead | Between 1989 and 2014 |  | Non-Lead | Don't Know | Don't Know |  |  | No | No | No
LSLI2872 | 409 | Turquoise | Horseshoe Bay | 78657 |  |  |  | Non-Lead | No | Between 1989 and 2014 |  | Non-Lead | Between 1989 and 2014 |  | Non-Lead | Don't Know | Don't Know |  |  | No | No | No
LSLI2873 | 403 | Turquoise | Horseshoe Bay | 78657 |  |  |  | Non-Lead | No | After 2014 |  | Non-Lead | After 2014 |  | Non-Lead | No | No |  |  | No | No | No
LSLI2874 | 404 | Turquoise | Horseshoe Bay | 78657 |  |  |  | Non-Lead | No | After 2014 |  | Non-Lead | After 2014 |  | Non-Lead | No | No |  |  | No | No | No
LSLI2875 | 100 | Tuscan Dr | Horseshoe Bay | 78657 |  |  |  | Non-Lead | No | After 2014 |  | Non-Lead | After 2014 |  | Non-Lead | No | No |  |  | No | No | No
LSLI2876 | 104 | Tuscan Dr | Horseshoe Bay | 78657 |  |  |  | Non-Lead | No | After 2014 |  | Non-Lead | After 2014 |  | Non-Lead | No | No |  |  | No | No | No
LSLI2877 | 108 | Tuscan Dr | Horseshoe Bay | 78657 |  |  |  | Non-Lead | No | After 2014 |  | Non-Lead | After 2014 |  | Non-Lead | No | No |  |  | No | No | No
LSLI2878 | 112 | Tuscan Dr | Horseshoe Bay | 78657 |  |  |  | Non-Lead | No | After 2014 |  | Non-Lead | After 2014 |  | Non-Lead | No | No |  |  | No | No | No
LSLI2879 | 116 | Tuscan Dr | Horseshoe Bay | 78657 |  |  |  | Non-Lead | No | After 2014 |  | Non-Lead | After 2014 |  | Non-Lead | No | No |  |  | No | No | No
LSLI2880 | 120 | Tuscan Dr | Horseshoe Bay | 78657 |  |  |  | Non-Lead | No | After 2014 |  | Non-Lead | After 2014 |  | Non-Lead | No | No |  |  | No | No | No
LSLI2881 | 200 | Tuscan Dr | Horseshoe Bay | 78657 |  |  |  | Non-Lead | No | After 2014 |  | Non-Lead | After 2014 |  | Non-Lead | No | No |  |  | No | No | No
LSLI2882 | 204 | Tuscan Dr | Horseshoe Bay | 78657 |  |  |  | Non-Lead | No | After 2014 |  | Non-Lead | After 2014 |  | Non-Lead | No | No |  |  | No | No | No
LSLI2883 | 208 | Tuscan Dr | Horseshoe Bay | 78657 |  |  |  | Non-Lead | No | After 2014 |  | Non-Lead | After 2014 |  | Non-Lead | No | No |  |  | No | No | No
LSLI2884 | 212 | Tuscan Dr | Horseshoe Bay | 78657 |  |  |  | Non-Lead | No | After 2014 |  | Non-Lead | After 2014 |  | Non-Lead | No | No |  |  | No | No | No
LSLI2885 | 216 | Tuscan Dr | Horseshoe Bay | 78657 |  |  |  | Non-Lead | No | After 2014 |  | Non-Lead | After 2014 |  | Non-Lead | No | No |  |  | No | No | No
LSLI2886 | 220 | Tuscan Dr | Horseshoe Bay | 78657 |  |  |  | Non-Lead | No | After 2014 |  | Non-Lead | After 2014 |  | Non-Lead | No | No |  |  | No | No | No
LSLI2887 | 300 | Tuscan Dr | Horseshoe Bay | 78657 |  |  |  | Non-Lead | No | After 2014 |  | Non-Lead | After 2014 |  | Non-Lead | No | No |  |  | No | No | No
LSLI2888 | 304 | Tuscan Dr | Horseshoe Bay | 78657 |  |  |  | Non-Lead | No | After 2014 |  | Non-Lead | After 2014 |  | Non-Lead | No | No |  |  | No | No | No
LSLI2889 | 308 | Tuscan Dr | Horseshoe Bay | 78657 |  |  |  | Non-Lead | No | After 2014 |  | Non-Lead | After 2014 |  | Non-Lead | No | No |  |  | No | No | No
LSLI2890 | 312 | Tuscan Dr | Horseshoe Bay | 78657 |  |  |  | Non-Lead | No | After 2014 |  | Non-Lead | After 2014 |  | Non-Lead | No | No |  |  | No | No | No
LSLI2891 | 112 | Twilight | Horseshoe Bay | 78657 |  |  |  | Non-Lead | No | Between 1989 and 2014 |  | Non-Lead | Between 1989 and 2014 |  | Non-Lead | Don't Know | Don't Know |  |  | No | No | No
LSLI2892 | 605 | Twin Sails | Horseshoe Bay | 78657 |  |  |  | Non-Lead | No | After 2014 |  | Non-Lead | After 2014 |  | Non-Lead | No | No |  |  | No | No | No
LSLI2893 | 501 | Twin Sails | Horseshoe Bay | 78657 |  |  |  | Non-Lead | No | Between 1989 and 2014 |  | Non-Lead | Between 1989 and 2014 |  | Non-Lead | Don't Know | Don't Know |  |  | No | No | No
LSLI2894 | 505 | Twin Sails | Horseshoe Bay | 78657 |  |  |  | Non-Lead | No | Between 1989 and 2014 |  | Non-Lead | Between 1989 and 2014 |  | Non-Lead | Don't Know | Don't Know |  |  | No | No | No
LSLI2895 | 605 | Twin Sails | Horseshoe Bay | 78657 |  |  |  | Non-Lead | No | Between 1989 and 2014 |  | Non-Lead | Between 1989 and 2014 |  | Non-Lead | Don't Know | Don't Know |  |  | No | No | No
LSLI2896 | 808 | Twin Sails | Horseshoe Bay | 78657 |  |  |  | Non-Lead | No | After 2014 |  | Non-Lead | After 2014 |  | Non-Lead | No | No |  |  | No | No | No
LSLI2897 | 711 | Twin Sails | Horseshoe Bay | 78657 |  |  |  | Non-Lead | No | After 2014 |  | Non-Lead | After 2014 |  | Non-Lead | No | No |  |  | No | No | No
LSLI2898 | 320 | Twin Sails 21 The Highlands | Horseshoe Bay | 78657 |  |  |  | Non-Lead | No | Between 1989 and 2014 |  | Non-Lead | Between 1989 and 2014 |  | Non-Lead | Don't Know | Don't Know |  |  | No | No | No
LSLI2899 | 320 | Twin Sails 22 The Highlands | Horseshoe Bay | 78657 |  |  |  | Non-Lead | No | Between 1989 and 2014 |  | Non-Lead | Between 1989 and 2014 |  | Non-Lead | Don't Know | Don't Know |  |  | No | No | No
LSLI2900 | 320 | Twin Sails 23 The Highlands | Horseshoe Bay | 78657 |  |  |  | Non-Lead | No | Between 1989 and 2014 |  | Non-Lead | Between 1989 and 2014 |  | Non-Lead | Don't Know | Don't Know |  |  | No | No | No
LSLI2901 | 320 | Twin Sails 24 The Highlands | Horseshoe Bay | 78657 |  |  |  | Non-Lead | No | Between 1989 and 2014 |  | Non-Lead | Between 1989 and 2014 |  | Non-Lead | Don't Know | Don't Know |  |  | No | No | No
LSLI2902 | 320 | Twin Sails 25 The Highlands | Horseshoe Bay | 78657 |  |  |  | Non-Lead | No | Between 1989 and 2014 |  | Non-Lead | Between 1989 and 2014 |  | Non-Lead | Don't Know | Don't Know |  |  | No | No | No
LSLI2903 | 320 | Twin Sails 26 The Highlands | Horseshoe Bay | 78657 |  |  |  | Non-Lead | No | Between 1989 and 2014 |  | Non-Lead | Between 1989 and 2014 |  | Non-Lead | Don't Know | Don't Know |  |  | No | No | No
LSLI2904 | 320 | Twin Sails 27 The Highlands | Horseshoe Bay | 78657 |  |  |  | Non-Lead | No | Between 1989 and 2014 |  | Non-Lead | Between 1989 and 2014 |  | Non-Lead | Don't Know | Don't Know |  |  | No | No | No
LSLI2905 | 320 | Twin Sails 29 The Highlands | Horseshoe Bay | 78657 |  |  |  | Non-Lead | No | Between 1989 and 2014 |  | Non-Lead | Between 1989 and 2014 |  | Non-Lead | Don't Know | Don't Know |  |  | No | No | No
LSLI2906 | 320 | Twin Sails 30 The Highlands | Horseshoe Bay | 78657 |  |  |  | Non-Lead | No | Between 1989 and 2014 |  | Non-Lead | Between 1989 and 2014 |  | Non-Lead | Don't Know | Don't Know |  |  | No | No | No
LSLI2907 | 108 | Up There E | Horseshoe Bay | 78657 |  |  |  | Non-Lead | No | After 2014 |  | Non-Lead | After 2014 |  | Non-Lead | No | No |  |  | No | No | No
LSLI2908 | 103 | Up There E | Horseshoe Bay | 78657 |  |  |  | Non-Lead | No | After 2014 |  | Non-Lead | After 2014 |  | Non-Lead | No | No |  |  | No | No | No
LSLI2909 | 313 | Up There W | Horseshoe Bay | 78657 |  |  |  | Non-Lead | No | Between 1989 and 2014 |  | Non-Lead | Between 1989 and 2014 |  | Non-Lead | Don't Know | Don't Know |  |  | No | No | No
LSLI2910 | 315 | Up There W | Horseshoe Bay | 78657 |  |  |  | Non-Lead | No | Between 1989 and 2014 |  | Non-Lead | Between 1989 and 2014 |  | Non-Lead | Don't Know | Don't Know |  |  | No | No | No
LSLI2911 | 100 | Up There W | Horseshoe Bay | 78657 |  |  |  | Non-Lead | No | After 2014 |  | Non-Lead | After 2014 |  | Non-Lead | No | No |  |  | No | No | No
LSLI2912 | 105 | Up There W | Horseshoe Bay | 78657 |  |  |  | Non-Lead | No | After 2014 |  | Non-Lead | After 2014 |  | Non-Lead | No | No |  |  | No | No | No
LSLI2913 | 205 | Up There W | Horseshoe Bay | 78657 |  |  |  | Non-Lead | No | After 2014 |  | Non-Lead | After 2014 |  | Non-Lead | No | No |  |  | No | No | No
LSLI2914 | 118 | Uplift | Horseshoe Bay | 78657 |  |  |  | Non-Lead | No | Between 1989 and 2014 |  | Non-Lead | Between 1989 and 2014 |  | Non-Lead | Don't Know | Don't Know |  |  | No | No | No
LSLI2915 | 120 | Uplift | Horseshoe Bay | 78657 |  |  |  | Non-Lead | No | Between 1989 and 2014 |  | Non-Lead | Between 1989 and 2014 |  | Non-Lead | Don't Know | Don't Know |  |  | No | No | No
LSLI2916 | 169 | Uplift | Horseshoe Bay | 78657 |  |  |  | Non-Lead | No | Between 1989 and 2014 |  | Non-Lead | Between 1989 and 2014 |  | Non-Lead | Don't Know | Don't Know |  |  | No | No | No
LSLI2917 | 165 | Uplift | Horseshoe Bay | 78657 |  |  |  | Non-Lead | No | Between 1989 and 2014 |  | Non-Lead | Between 1989 and 2014 |  | Non-Lead | Don't Know | Don't Know |  |  | No | No | No
LSLI2918 | 167 | Uplift | Horseshoe Bay | 78657 |  |  |  | Non-Lead | No | Between 1989 and 2014 |  | Non-Lead | Between 1989 and 2014 |  | Non-Lead | Don't Know | Don't Know |  |  | No | No | No
LSLI2919 | 151 | Uplift | Horseshoe Bay | 78657 |  |  |  | Non-Lead | No | Between 1989 and 2014 |  | Non-Lead | Between 1989 and 2014 |  | Non-Lead | Don't Know | Don't Know |  |  | No | No | No
LSLI2920 | 127 | Uplift | Horseshoe Bay | 78657 |  |  |  | Non-Lead | No | After 2014 |  | Non-Lead | After 2014 |  | Non-Lead | No | No |  |  | No | No | No
LSLI2921 | 139 | Uplift | Horseshoe Bay | 78657 |  |  |  | Non-Lead | No | After 2014 |  | Non-Lead | After 2014 |  | Non-Lead | No | No |  |  | No | No | No
LSLI2922 | 166 | Uplift | Horseshoe Bay | 78657 |  |  |  | Non-Lead | No | After 2014 |  | Non-Lead | After 2014 |  | Non-Lead | No | No |  |  | No | No | No
LSLI2923 | 168 | Uplift | Horseshoe Bay | 78657 |  |  |  | Non-Lead | No | After 2014 |  | Non-Lead | After 2014 |  | Non-Lead | No | No |  |  | No | No | No
LSLI2924 | 146 | Uplift | Horseshoe Bay | 78657 |  |  |  | Non-Lead | No | After 2014 |  | Non-Lead | After 2014 |  | Non-Lead | No | No |  |  | No | No | No
LSLI2925 | 150 | Uplift | Horseshoe Bay | 78657 |  |  |  | Non-Lead | No | After 2014 |  | Non-Lead | After 2014 |  | Non-Lead | No | No |  |  | No | No | No
LSLI2926 | 140 | Uplift #a | Horseshoe Bay | 78657 |  |  |  | Non-Lead | No | Between 1989 and 2014 |  | Non-Lead | Between 1989 and 2014 |  | Non-Lead | Don't Know | Don't Know |  |  | No | No | No
LSLI2927 | 142 | Uplift #a | Horseshoe Bay | 78657 |  |  |  | Non-Lead | No | Between 1989 and 2014 |  | Non-Lead | Between 1989 and 2014 |  | Non-Lead | Don't Know | Don't Know |  |  | No | No | No
LSLI2928 | 140 | Uplift #b | Horseshoe Bay | 78657 |  |  |  | Non-Lead | No | Between 1989 and 2014 |  | Non-Lead | Between 1989 and 2014 |  | Non-Lead | Don't Know | Don't Know |  |  | No | No | No
LSLI2929 | 100 | Uplift 1 Golf Hills | Horseshoe Bay | 78657 |  |  |  | Non-Lead | No | Between 1989 and 2014 |  | Non-Lead | Between 1989 and 2014 |  | Non-Lead | Don't Know | Don't Know |  |  | No | No | No
LSLI2930 | 142 | Uplift Unit B | Horseshoe Bay | 78657 |  |  |  | Non-Lead | No | Between 1989 and 2014 |  | Non-Lead | Between 1989 and 2014 |  | Non-Lead | Don't Know | Don't Know |  |  | No | No | No
LSLI2931 | 1103 | Ute | Horseshoe Bay | 78657 |  |  |  | Non-Lead | No | Between 1989 and 2014 |  | Non-Lead | Between 1989 and 2014 |  | Non-Lead | Don't Know | Don't Know |  |  | No | No | No
LSLI2932 | 1102 | Ute | Horseshoe Bay | 78657 |  |  |  | Non-Lead | No | After 2014 |  | Non-Lead | After 2014 |  | Non-Lead | No | No |  |  | No | No | No
LSLI2933 | 401 | Val White Cove | Horseshoe Bay | 78657 |  |  |  | Non-Lead | No | Between 1989 and 2014 |  | Non-Lead | Between 1989 and 2014 |  | Non-Lead | Don't Know | Don't Know |  |  | No | No | No
LSLI2934 | 103 | Venison | Horseshoe Bay | 78657 |  |  |  | Non-Lead | No | Between 1989 and 2014 |  | Non-Lead | Between 1989 and 2014 |  | Non-Lead | Don't Know | Don't Know |  |  | No | No | No
LSLI2935 | 104 | Venison | Horseshoe Bay | 78657 |  |  |  | Non-Lead | No | After 2014 |  | Non-Lead | After 2014 |  | Non-Lead | No | No |  |  | No | No | No
LSLI2936 | 113 | Via Matteotti Dr | Horseshoe Bay | 78657 |  |  |  | Non-Lead | No | After 2014 |  | Non-Lead | After 2014 |  | Non-Lead | No | No |  |  | No | No | No
LSLI2937 | 114 | Via Matteotti Dr | Horseshoe Bay | 78657 |  |  |  | Non-Lead | No | After 2014 |  | Non-Lead | After 2014 |  | Non-Lead | No | No |  |  | No | No | No
LSLI2938 | 117 | Via Matteotti Dr | Horseshoe Bay | 78657 |  |  |  | Non-Lead | No | After 2014 |  | Non-Lead | After 2014 |  | Non-Lead | No | No |  |  | No | No | No
LSLI2939 | 123 | Via Roma Ct | Horseshoe Bay | 78657 |  |  |  | Non-Lead | No | After 2014 |  | Non-Lead | After 2014 |  | Non-Lead | No | No |  |  | No | No | No
LSLI2940 | 104 | Vineyard Cove Ct | Horseshoe Bay | 78657 |  |  |  | Non-Lead | No | After 2014 |  | Non-Lead | After 2014 |  | Non-Lead | No | No |  |  | No | No | No
LSLI2941 | 112 | Violet Meadow | Horseshoe Bay | 78657 |  |  |  | Non-Lead | No | After 2014 |  | Non-Lead | After 2014 |  | Non-Lead | No | No |  |  | No | No | No
LSLI2942 | 105 | Vista | Horseshoe Bay | 78657 |  |  |  | Non-Lead | No | After 2014 |  | Non-Lead | After 2014 |  | Non-Lead | No | No |  |  | No | No | No
LSLI2943 | 102 | Voca | Horseshoe Bay | 78657 |  |  |  | Non-Lead | No | Between 1989 and 2014 |  | Non-Lead | Between 1989 and 2014 |  | Non-Lead | Don't Know | Don't Know |  |  | No | No | No
LSLI2944 | 104 | Voca | Horseshoe Bay | 78657 |  |  |  | Non-Lead | No | Between 1989 and 2014 |  | Non-Lead | Between 1989 and 2014 |  | Non-Lead | Don't Know | Don't Know |  |  | No | No | No
LSLI2945 | 3340 | W SH 71 | Horseshoe Bay | 78657 |  |  |  | Non-Lead | No | After 2014 |  | Non-Lead | After 2014 |  | Non-Lead | No | No |  |  | No | No | No
LSLI2946 | 108 | Waters Edge | Horseshoe Bay | 78657 |  |  |  | Non-Lead | No | Between 1989 and 2014 |  | Non-Lead | Between 1989 and 2014 |  | Non-Lead | Don't Know | Don't Know |  |  | No | No | No
LSLI2947 | 105 | Waters Edge | Horseshoe Bay | 78657 |  |  |  | Non-Lead | No | Between 1989 and 2014 |  | Non-Lead | Between 1989 and 2014 |  | Non-Lead | Don't Know | Don't Know |  |  | No | No | No
LSLI2948 | 107 | Waters Edge | Horseshoe Bay | 78657 |  |  |  | Non-Lead | No | Between 1989 and 2014 |  | Non-Lead | Between 1989 and 2014 |  | Non-Lead | Don't Know | Don't Know |  |  | No | No | No
LSLI2949 | 103 | Waters Edge | Horseshoe Bay | 78657 |  |  |  | Non-Lead | No | Between 1989 and 2014 |  | Non-Lead | Between 1989 and 2014 |  | Non-Lead | Don't Know | Don't Know |  |  | No | No | No
LSLI2950 | 610 | Wells Fargo | Horseshoe Bay | 78657 |  |  |  | Non-Lead | No | Between 1989 and 2014 |  | Non-Lead | Between 1989 and 2014 |  | Non-Lead | Don't Know | Don't Know |  |  | No | No | No
LSLI2951 | 98 | Wennmohs Place | Horseshoe Bay | 78657 |  |  |  | Non-Lead | No | After 2014 |  | Non-Lead | After 2014 |  | Non-Lead | No | No |  |  | No | No | No
LSLI2952 | 207 | Wennmohs Place | Horseshoe Bay | 78657 |  |  |  | Non-Lead | No | Between 1989 and 2014 |  | Non-Lead | Between 1989 and 2014 |  | Non-Lead | Don't Know | Don't Know |  |  | No | No | No
LSLI2953 | 108 | Wennmohs Place | Horseshoe Bay | 78657 |  |  |  | Non-Lead | No | Between 1989 and 2014 |  | Non-Lead | Between 1989 and 2014 |  | Non-Lead | Don't Know | Don't Know |  |  | No | No | No
LSLI2954 | 316 | Wennmohs Place | Horseshoe Bay | 78657 |  |  |  | Non-Lead | No | Between 1989 and 2014 |  | Non-Lead | Between 1989 and 2014 |  | Non-Lead | Don't Know | Don't Know |  |  | No | No | No
LSLI2955 | 208 | Wennmohs Place | Horseshoe Bay | 78657 |  |  |  | Non-Lead | No | Between 1989 and 2014 |  | Non-Lead | Between 1989 and 2014 |  | Non-Lead | Don't Know | Don't Know |  |  | No | No | No
LSLI2956 | 318 | Wennmohs Place | Horseshoe Bay | 78657 |  |  |  | Non-Lead | No | Between 1989 and 2014 |  | Non-Lead | Between 1989 and 2014 |  | Non-Lead | Don't Know | Don't Know |  |  | No | No | No
LSLI2957 | 109 | Wennmohs Place | Horseshoe Bay | 78657 |  |  |  | Non-Lead | No | Between 1989 and 2014 |  | Non-Lead | Between 1989 and 2014 |  | Non-Lead | Don't Know | Don't Know |  |  | No | No | No
LSLI2958 | 209 | Wennmohs Place | Horseshoe Bay | 78657 |  |  |  | Non-Lead | No | Between 1989 and 2014 |  | Non-Lead | Between 1989 and 2014 |  | Non-Lead | Don't Know | Don't Know |  |  | No | No | No
LSLI2959 | 210 | Wennmohs Place | Horseshoe Bay | 78657 |  |  |  | Non-Lead | No | Between 1989 and 2014 |  | Non-Lead | Between 1989 and 2014 |  | Non-Lead | Don't Know | Don't Know |  |  | No | No | No
LSLI2960 | 206 | Wennmohs Place | Horseshoe Bay | 78657 |  |  |  | Non-Lead | No | Between 1989 and 2014 |  | Non-Lead | Between 1989 and 2014 |  | Non-Lead | Don't Know | Don't Know |  |  | No | No | No
LSLI2961 | 203 | Wennmohs Place | Horseshoe Bay | 78657 |  |  |  | Non-Lead | No | Between 1989 and 2014 |  | Non-Lead | Between 1989 and 2014 |  | Non-Lead | Don't Know | Don't Know |  |  | No | No | No
LSLI2962 | 113 | Wennmohs Place | Horseshoe Bay | 78657 |  |  |  | Non-Lead | No | Between 1989 and 2014 |  | Non-Lead | Between 1989 and 2014 |  | Non-Lead | Don't Know | Don't Know |  |  | No | No | No
LSLI2963 | 309 | Wennmohs Place | Horseshoe Bay | 78657 |  |  |  | Non-Lead | No | Between 1989 and 2014 |  | Non-Lead | Between 1989 and 2014 |  | Non-Lead | Don't Know | Don't Know |  |  | No | No | No
LSLI2964 | 311 | Wennmohs Place | Horseshoe Bay | 78657 |  |  |  | Non-Lead | No | Between 1989 and 2014 |  | Non-Lead | Between 1989 and 2014 |  | Non-Lead | Don't Know | Don't Know |  |  | No | No | No
LSLI2965 | 111 | Wennmohs Place | Horseshoe Bay | 78657 |  |  |  | Non-Lead | No | Between 1989 and 2014 |  | Non-Lead | Between 1989 and 2014 |  | Non-Lead | Don't Know | Don't Know |  |  | No | No | No
LSLI2966 | 317 | Wennmohs Place | Horseshoe Bay | 78657 |  |  |  | Non-Lead | No | Between 1989 and 2014 |  | Non-Lead | Between 1989 and 2014 |  | Non-Lead | Don't Know | Don't Know |  |  | No | No | No
LSLI2967 | 211 | Wennmohs Place | Horseshoe Bay | 78657 |  |  |  | Non-Lead | No | Between 1989 and 2014 |  | Non-Lead | Between 1989 and 2014 |  | Non-Lead | Don't Know | Don't Know |  |  | No | No | Yes | Tier 1
LSLI2968 | 115 | Wennmohs Place | Horseshoe Bay | 78657 |  |  |  | Non-Lead | No | Between 1989 and 2014 |  | Non-Lead | Between 1989 and 2014 |  | Non-Lead | Don't Know | Don't Know |  |  | No | No | No
LSLI2969 | 116 | Wennmohs Place | Horseshoe Bay | 78657 |  |  |  | Non-Lead | No | Between 1989 and 2014 |  | Non-Lead | Between 1989 and 2014 |  | Non-Lead | Don't Know | Don't Know |  |  | No | No | No
LSLI2970 | 102 | Wennmohs Place | Horseshoe Bay | 78657 |  |  |  | Non-Lead | No | Between 1989 and 2014 |  | Non-Lead | Between 1989 and 2014 |  | Non-Lead | Don't Know | Don't Know |  |  | No | No | No
LSLI2971 | 101 | Wennmohs Place | Horseshoe Bay | 78657 |  |  |  | Non-Lead | No | Between 1989 and 2014 |  | Non-Lead | Between 1989 and 2014 |  | Non-Lead | Don't Know | Don't Know |  |  | No | No | No
LSLI2972 | 308 | Wennmohs Place | Horseshoe Bay | 78657 |  |  |  | Non-Lead | No | After 2014 |  | Non-Lead | After 2014 |  | Non-Lead | No | No |  |  | No | No | No
LSLI2973 | 306 | Wennmohs Place | Horseshoe Bay | 78657 |  |  |  | Non-Lead | No | After 2014 |  | Non-Lead | After 2014 |  | Non-Lead | No | No |  |  | No | No | No
LSLI2974 | 310 | Wennmohs Place | Horseshoe Bay | 78657 |  |  |  | Non-Lead | No | After 2014 |  | Non-Lead | After 2014 |  | Non-Lead | No | No |  |  | No | No | No
LSLI2975 | 304 | Wennmohs Place | Horseshoe Bay | 78657 |  |  |  | Non-Lead | No | After 2014 |  | Non-Lead | After 2014 |  | Non-Lead | No | No |  |  | No | No | No
LSLI2976 | 104 | Wennmohs Place | Horseshoe Bay | 78657 |  |  |  | Non-Lead | No | After 2014 |  | Non-Lead | After 2014 |  | Non-Lead | No | No |  |  | No | No | No
LSLI2977 | 314 | Wennmohs Place | Horseshoe Bay | 78657 |  |  |  | Non-Lead | No | After 2014 |  | Non-Lead | After 2014 |  | Non-Lead | No | No |  |  | No | No | No
LSLI2978 | 204 | Wennmohs Place | Horseshoe Bay | 78657 |  |  |  | Non-Lead | No | After 2014 |  | Non-Lead | After 2014 |  | Non-Lead | No | No |  |  | No | No | No
LSLI2979 | 101 | West Bank | Horseshoe Bay | 78657 |  |  |  | Non-Lead | No | Between 1989 and 2014 |  | Non-Lead | Between 1989 and 2014 |  | Non-Lead | Don't Know | Don't Know |  |  | No | No | No
LSLI2980 | 407 | Western Bit | Horseshoe Bay | 78657 |  |  |  | Non-Lead | No | Between 1989 and 2014 |  | Non-Lead | Between 1989 and 2014 |  | Non-Lead | Don't Know | Don't Know |  |  | No | No | No
LSLI2981 | 701 | Western Bit | Horseshoe Bay | 78657 |  |  |  | Non-Lead | No | Between 1989 and 2014 |  | Non-Lead | Between 1989 and 2014 |  | Non-Lead | Don't Know | Don't Know |  |  | No | No | No
LSLI2982 | 500 | Western Bit | Horseshoe Bay | 78657 |  |  |  | Non-Lead | No | Between 1989 and 2014 |  | Non-Lead | Between 1989 and 2014 |  | Non-Lead | Don't Know | Don't Know |  |  | No | No | No
LSLI2983 | 501 | Western Bit | Horseshoe Bay | 78657 |  |  |  | Non-Lead | No | Between 1989 and 2014 |  | Non-Lead | Between 1989 and 2014 |  | Non-Lead | Don't Know | Don't Know |  |  | No | No | Yes | Tier 1
LSLI2984 | 401 | Western Bit | Horseshoe Bay | 78657 |  |  |  | Non-Lead | No | Between 1989 and 2014 |  | Non-Lead | Between 1989 and 2014 |  | Non-Lead | Don't Know | Don't Know |  |  | No | No | No
LSLI2985 | 601 | Western Bit | Horseshoe Bay | 78657 |  |  |  | Non-Lead | No | Between 1989 and 2014 |  | Non-Lead | Between 1989 and 2014 |  | Non-Lead | Don't Know | Don't Know |  |  | No | No | No
LSLI2986 | 400 | Western Bit | Horseshoe Bay | 78657 |  |  |  | Non-Lead | No | Between 1989 and 2014 |  | Non-Lead | Between 1989 and 2014 |  | Non-Lead | Don't Know | Don't Know |  |  | No | No | No
LSLI2987 | 107 | Western Spur | Horseshoe Bay | 78657 |  |  |  | Non-Lead | No | Between 1989 and 2014 |  | Non-Lead | Between 1989 and 2014 |  | Non-Lead | Don't Know | Don't Know |  |  | No | No | No
LSLI2988 | 109 | Western Spur | Horseshoe Bay | 78657 |  |  |  | Non-Lead | No | Between 1989 and 2014 |  | Non-Lead | Between 1989 and 2014 |  | Non-Lead | Don't Know | Don't Know |  |  | No | No | No
LSLI2989 | 104 | Western Spur | Horseshoe Bay | 78657 |  |  |  | Non-Lead | No | Between 1989 and 2014 |  | Non-Lead | Between 1989 and 2014 |  | Non-Lead | Don't Know | Don't Know |  |  | No | No | No
LSLI2990 | 101 | Western Spur | Horseshoe Bay | 78657 |  |  |  | Non-Lead | No | Between 1989 and 2014 |  | Non-Lead | Between 1989 and 2014 |  | Non-Lead | Don't Know | Don't Know |  |  | No | No | No
LSLI2991 | 100 | Western Spur | Horseshoe Bay | 78657 |  |  |  | Non-Lead | No | After 2014 |  | Non-Lead | After 2014 |  | Non-Lead | No | No |  |  | No | No | No
LSLI2992 | 160 | Westgate Loop | Horseshoe Bay | 78657 |  |  |  | Non-Lead | No | Between 1989 and 2014 |  | Non-Lead | Between 1989 and 2014 |  | Non-Lead | Don't Know | Don't Know |  |  | No | No | No
LSLI2993 | 143 | Westgate Loop | Horseshoe Bay | 78657 |  |  |  | Non-Lead | No | Between 1989 and 2014 |  | Non-Lead | Between 1989 and 2014 |  | Non-Lead | Don't Know | Don't Know |  |  | No | No | No
LSLI2994 | 135 | Westgate Loop | Horseshoe Bay | 78657 |  |  |  | Non-Lead | No | After 2014 |  | Non-Lead | After 2014 |  | Non-Lead | No | No |  |  | No | No | No
LSLI2995 | 196 | Westgate Loop | Horseshoe Bay | 78657 |  |  |  | Non-Lead | No | After 2014 |  | Non-Lead | After 2014 |  | Non-Lead | No | No |  |  | No | No | No
LSLI2996 | 128 | Westgate Loop | Horseshoe Bay | 78657 |  |  |  | Non-Lead | No | After 2014 |  | Non-Lead | After 2014 |  | Non-Lead | No | No |  |  | No | No | No
LSLI2997 | 116 | Westgate Loop | Horseshoe Bay | 78657 |  |  |  | Non-Lead | No | After 2014 |  | Non-Lead | After 2014 |  | Non-Lead | No | No |  |  | No | No | No
LSLI2998 | 176 | Westgate Loop | Horseshoe Bay | 78657 |  |  |  | Non-Lead | No | After 2014 |  | Non-Lead | After 2014 |  | Non-Lead | No | No |  |  | No | No | No
LSLI2999 | 138 | Westgate Loop | Horseshoe Bay | 78657 |  |  |  | Non-Lead | No | After 2014 |  | Non-Lead | After 2014 |  | Non-Lead | No | No |  |  | No | No | No
LSLI3000 | 185 | Westgate Loop | Horseshoe Bay | 78657 |  |  |  | Non-Lead | No | After 2014 |  | Non-Lead | After 2014 |  | Non-Lead | No | No |  |  | No | No | No
LSLI3001 | 172 | Westgate Loop | Horseshoe Bay | 78657 |  |  |  | Non-Lead | No | After 2014 |  | Non-Lead | After 2014 |  | Non-Lead | No | No |  |  | No | No | No
LSLI3002 | 180 | Westgate Loop | Horseshoe Bay | 78657 |  |  |  | Non-Lead | No | After 2014 |  | Non-Lead | After 2014 |  | Non-Lead | No | No |  |  | No | No | No
LSLI3003 | 122 | Westgate Loop | Horseshoe Bay | 78657 |  |  |  | Non-Lead | No | After 2014 |  | Non-Lead | After 2014 |  | Non-Lead | No | No |  |  | No | No | No
LSLI3004 | 103 | Whistle Stop | Horseshoe Bay | 78657 |  |  |  | Non-Lead | No | After 2014 |  | Non-Lead | After 2014 |  | Non-Lead | No | No |  |  | No | No | No
LSLI3005 | 107 | White Dove | Horseshoe Bay | 78657 |  |  |  | Non-Lead | No | After 2014 |  | Non-Lead | After 2014 |  | Non-Lead | No | No |  |  | No | No | No
LSLI3006 | 105 | White Dove | Horseshoe Bay | 78657 |  |  |  | Non-Lead | No | After 2014 |  | Non-Lead | After 2014 |  | Non-Lead | No | No |  |  | No | No | No
LSLI3007 | 102 | White Dove | Horseshoe Bay | 78657 |  |  |  | Non-Lead | No | After 2014 |  | Non-Lead | After 2014 |  | Non-Lead | No | No |  |  | No | No | No
LSLI3008 | 107 | White Dove Casita | Horseshoe Bay | 78657 |  |  |  | Non-Lead | No | After 2014 |  | Non-Lead | After 2014 |  | Non-Lead | No | No |  |  | No | No | No
LSLI3009 | 1308 | White Tail | Horseshoe Bay | 78657 |  |  |  | Non-Lead | No | Between 1989 and 2014 |  | Non-Lead | Between 1989 and 2014 |  | Non-Lead | Don't Know | Don't Know |  |  | No | No | No
LSLI3010 | 1302 | White Tail | Horseshoe Bay | 78657 |  |  |  | Non-Lead | No | Between 1989 and 2014 |  | Non-Lead | Between 1989 and 2014 |  | Non-Lead | Don't Know | Don't Know |  |  | No | No | No
LSLI3011 | 1606 | White Tail | Horseshoe Bay | 78657 |  |  |  | Non-Lead | No | Between 1989 and 2014 |  | Non-Lead | Between 1989 and 2014 |  | Non-Lead | Don't Know | Don't Know |  |  | No | No | Yes | Tier 1
LSLI3012 | 1309 | White Tail | Horseshoe Bay | 78657 |  |  |  | Non-Lead | No | Between 1989 and 2014 |  | Non-Lead | Between 1989 and 2014 |  | Non-Lead | Don't Know | Don't Know |  |  | No | No | No
LSLI3013 | 1602 | White Tail | Horseshoe Bay | 78657 |  |  |  | Non-Lead | No | After 2014 |  | Non-Lead | After 2014 |  | Non-Lead | No | No |  |  | No | No | No
LSLI3014 | 1603 | White Tail | Horseshoe Bay | 78657 |  |  |  | Non-Lead | No | After 2014 |  | Non-Lead | After 2014 |  | Non-Lead | No | No |  |  | No | No | No
LSLI3015 | 1508 | White Tail | Horseshoe Bay | 78657 |  |  |  | Non-Lead | No | After 2014 |  | Non-Lead | After 2014 |  | Non-Lead | No | No |  |  | No | No | No
LSLI3016 | 1612 | White Tail | Horseshoe Bay | 78657 |  |  |  | Non-Lead | No | After 2014 |  | Non-Lead | After 2014 |  | Non-Lead | No | No |  |  | No | No | No
LSLI3017 | 1609 | White Tail | Horseshoe Bay | 78657 |  |  |  | Non-Lead | No | After 2014 |  | Non-Lead | After 2014 |  | Non-Lead | No | No |  |  | No | No | No
LSLI3018 | 1307 | White Tail | Horseshoe Bay | 78657 |  |  |  | Non-Lead | No | After 2014 |  | Non-Lead | After 2014 |  | Non-Lead | No | No |  |  | No | No | No
LSLI3019 | 1604 | White Tail | Horseshoe Bay | 78657 |  |  |  | Non-Lead | No | After 2014 |  | Non-Lead | After 2014 |  | Non-Lead | No | No |  |  | No | No | No
LSLI3020 | 1601 | White Tail | Horseshoe Bay | 78657 |  |  |  | Non-Lead | No | After 2014 |  | Non-Lead | After 2014 |  | Non-Lead | No | No |  |  | No | No | No
LSLI3021 | 1306 | White Tail | Horseshoe Bay | 78657 |  |  |  | Non-Lead | No | After 2014 |  | Non-Lead | After 2014 |  | Non-Lead | No | No |  |  | No | No | No
LSLI3022 | 1708 | White Tail | Horseshoe Bay | 78657 |  |  |  | Non-Lead | No | After 2014 |  | Non-Lead | After 2014 |  | Non-Lead | No | No |  |  | No | No | No
LSLI3023 | 1611 | White Tail | Horseshoe Bay | 78657 |  |  |  | Non-Lead | No | After 2014 |  | Non-Lead | After 2014 |  | Non-Lead | No | No |  |  | No | No | No
LSLI3024 | 105 | Wild Horses | Horseshoe Bay | 78657 |  |  |  | Non-Lead | No | Between 1989 and 2014 |  | Non-Lead | Between 1989 and 2014 |  | Non-Lead | Don't Know | Don't Know |  |  | No | No | No
LSLI3025 | 114 | Winchester | Horseshoe Bay | 78657 |  |  |  | Non-Lead | No | Between 1989 and 2014 |  | Non-Lead | Between 1989 and 2014 |  | Non-Lead | Don't Know | Don't Know |  |  | No | No | No
LSLI3026 | 111 | Winchester | Horseshoe Bay | 78657 |  |  |  | Non-Lead | No | Between 1989 and 2014 |  | Non-Lead | Between 1989 and 2014 |  | Non-Lead | Don't Know | Don't Know |  |  | No | No | No
LSLI3027 | 115 | Winchester | Horseshoe Bay | 78657 |  |  |  | Non-Lead | No | Between 1989 and 2014 |  | Non-Lead | Between 1989 and 2014 |  | Non-Lead | Don't Know | Don't Know |  |  | No | No | No
LSLI3028 | 500 | Wind Song | Horseshoe Bay | 78657 |  |  |  | Non-Lead | No | Between 1989 and 2014 |  | Non-Lead | Between 1989 and 2014 |  | Non-Lead | Don't Know | Don't Know |  |  | No | No | No
LSLI3029 | 511 | Wind Swept | Horseshoe Bay | 78657 |  |  |  | Non-Lead | No | After 2014 |  | Non-Lead | After 2014 |  | Non-Lead | No | No |  |  | No | No | No
LSLI3030 | 423 | Wolf Creek | Horseshoe Bay | 78657 |  |  |  | Non-Lead | No | After 2014 |  | Non-Lead | After 2014 |  | Non-Lead | No | No |  |  | No | No | No
LSLI3031 | 107 | Wood Hill | Horseshoe Bay | 78657 |  |  |  | Non-Lead | No | Between 1989 and 2014 |  | Non-Lead | Between 1989 and 2014 |  | Non-Lead | Don't Know | Don't Know |  |  | No | No | No
LSLI3032 | 205 | Wood Hill | Horseshoe Bay | 78657 |  |  |  | Non-Lead | No | Between 1989 and 2014 |  | Non-Lead | Between 1989 and 2014 |  | Non-Lead | Don't Know | Don't Know |  |  | No | No | No
LSLI3033 | 100 | Wood Hill | Horseshoe Bay | 78657 |  |  |  | Non-Lead | No | After 2014 |  | Non-Lead | After 2014 |  | Non-Lead | No | No |  |  | No | No | No
LSLI3034 | 105 | Wood Hill A | Horseshoe Bay | 78657 |  |  |  | Non-Lead | No | Between 1989 and 2014 |  | Non-Lead | Between 1989 and 2014 |  | Non-Lead | Don't Know | Don't Know |  |  | No | No | No
LSLI3035 | 105 | Wood Hill B | Horseshoe Bay | 78657 |  |  |  | Non-Lead | No | Between 1989 and 2014 |  | Non-Lead | Between 1989 and 2014 |  | Non-Lead | Don't Know | Don't Know |  |  | No | No | No
LSLI3036 | 105 | Yellow Bells | Horseshoe Bay | 78657 |  |  |  | Non-Lead | No | After 2014 |  | Non-Lead | After 2014 |  | Non-Lead | No | No |  |  | No | No | No
LSLI3037 | 100 | Yellow Bells | Horseshoe Bay | 78657 |  |  |  | Non-Lead | No | After 2014 |  | Non-Lead | After 2014 |  | Non-Lead | No | No |  |  | No | No | No
LSLI3038 | 101 | Yellow Bells | Horseshoe Bay | 78657 |  |  |  | Non-Lead | No | After 2014 |  | Non-Lead | After 2014 |  | Non-Lead | No | No |  |  | No | No | No
LSLI3039 | 104 | Yellow Bells | Horseshoe Bay | 78657 |  |  |  | Non-Lead | No | After 2014 |  | Non-Lead | After 2014 |  | Non-Lead | No | No |  |  | No | No | No
LSLI3040 | 1405 | 15th St Prong Horn | Horseshoe Bay | 78657 |  |  |  | Non-Lead - Plastic | Don't Know | Unknown | No build date recorded/visual inspection completed | Non-Lead - Plastic | Unknown | No build date recorded/visual inspection completed | Non-Lead | No | No |  |  | No |  | No
LSLI3041 | 1401 | 21st St | Horseshoe Bay | 78657 |  |  |  | Non-Lead - Plastic | Don't Know | Unknown | No build date recorded/visual inspection completed | Non-Lead - Plastic | Unknown | No build date recorded/visual inspection completed | Non-Lead | No | No |  |  | No |  | No
LSLI3042 | 1411 | 22nd St | Horseshoe Bay | 78657 |  |  |  | Non-Lead | Don't Know | Unknown | No build date recorded/visual inspection completed | Non-Lead - Plastic | Unknown | No build date recorded/visual inspection completed | Non-Lead | No | No |  |  | No |  | No
LSLI3043 | 2201 | 27th St | Horseshoe Bay | 78657 |  |  |  | Non-Lead | Don't Know | Unknown | No build date recorded/visual inspection completed | Non-Lead - Plastic | Unknown | No build date recorded/visual inspection completed | Non-Lead | No | No |  |  | No |  | No
LSLI3044 | 2205 | 27th St | Horseshoe Bay | 78657 |  |  |  | Non-Lead | Don't Know | Unknown | No build date recorded/visual inspection completed | Non-Lead - Plastic | Unknown | No build date recorded/visual inspection completed | Non-Lead | No | No |  |  | No |  | No
LSLI3045 | 2202 | 28th St | Horseshoe Bay | 78657 |  |  |  | Non-Lead - Plastic | Don't Know | Unknown | No build date recorded/visual inspection completed | Non-Lead - Plastic | Unknown | No build date recorded/visual inspection completed | Non-Lead | No | No |  |  | No |  | No
LSLI3046 | 2202 | 3rd St | Horseshoe Bay | 78657 |  |  |  | Non-Lead - Plastic | Don't Know | Unknown | No build date recorded/visual inspection completed | Non-Lead - Plastic | Unknown | No build date recorded/visual inspection completed | Non-Lead | No | No |  |  | No |  | No
LSLI3047 | 203 | 40th St | Horseshoe Bay | 78657 |  |  |  | Non-Lead - Plastic | Don't Know | Unknown | No build date recorded/visual inspection completed | Non-Lead - Plastic | Unknown | No build date recorded/visual inspection completed | Non-Lead | No | No |  |  | No |  | No
LSLI3048 | 204 | 42nd St. | Horseshoe Bay | 78657 |  |  |  | Non-Lead - Plastic | Don't Know | Unknown | No build date recorded/visual inspection completed | Non-Lead - Plastic | Unknown | No build date recorded/visual inspection completed | Non-Lead | No | No |  |  | No |  | No
LSLI3049 | 204 | 47th St | Horseshoe Bay | 78657 |  |  |  | Non-Lead | Don't Know | Unknown | No build date recorded/visual inspection completed | Non-Lead - Plastic | Unknown | No build date recorded/visual inspection completed | Non-Lead | No | No |  |  | No |  | No
LSLI3050 | 101 | 48th St | Horseshoe Bay | 78657 |  |  |  | Non-Lead | Don't Know | Unknown | No build date recorded/visual inspection completed | Non-Lead - Plastic | Unknown | No build date recorded/visual inspection completed | Non-Lead | No | No |  |  | No |  | No
LSLI3051 | 2202 | 4th St | Horseshoe Bay | 78657 |  |  |  | Non-Lead - Plastic | Don't Know | Unknown | No build date recorded/visual inspection completed | Non-Lead - Plastic | Unknown | No build date recorded/visual inspection completed | Non-Lead | No | No |  |  | No |  | No
LSLI3052 | 105 | 50th St | Horseshoe Bay | 78657 |  |  |  | Non-Lead | Don't Know | Unknown | No build date recorded/visual inspection completed | Non-Lead - Plastic | Unknown | No build date recorded/visual inspection completed | Non-Lead | No | No |  |  | No |  | No
LSLI3053 | 208 | 51st St | Horseshoe Bay | 78657 |  |  |  | Non-Lead | Don't Know | Unknown | No build date recorded/visual inspection completed | Non-Lead - Plastic | Unknown | No build date recorded/visual inspection completed | Non-Lead | No | No |  |  | No |  | No
LSLI3054 | 4607 | 53rd St | Horseshoe Bay | 78657 |  |  |  | Non-Lead | Don't Know | Unknown | No build date recorded/visual inspection completed | Non-Lead - Plastic | Unknown | No build date recorded/visual inspection completed | Non-Lead | No | No |  |  | No |  | No
LSLI3055 | 102 | 56th St | Horseshoe Bay | 78657 |  |  |  | Non-Lead | Don't Know | Unknown | No build date recorded/visual inspection completed | Non-Lead - Plastic | Unknown | No build date recorded/visual inspection completed | Non-Lead | No | No |  |  | No |  | No
LSLI3056 | 208 | 56th St | Horseshoe Bay | 78657 |  |  |  | Non-Lead | Don't Know | Unknown | No build date recorded/visual inspection completed | Non-Lead - Plastic | Unknown | No build date recorded/visual inspection completed | Non-Lead | No | No |  |  | No |  | No
LSLI3057 | 204 | 58th St | Horseshoe Bay | 78657 |  |  |  | Non-Lead | Don't Know | Unknown | No build date recorded/visual inspection completed | Non-Lead - Plastic | Unknown | No build date recorded/visual inspection completed | Non-Lead | No | No |  |  | No |  | No
LSLI3058 | 2205 | 5th St | Horseshoe Bay | 78657 |  |  |  | Non-Lead - Plastic | Don't Know | Unknown | No build date recorded/visual inspection completed | Non-Lead - Plastic | Unknown | No build date recorded/visual inspection completed | Non-Lead | No | No |  |  | No |  | No
LSLI3059 | 101 | 61st St | Horseshoe Bay | 78657 |  |  |  | Non-Lead - Plastic | Don't Know | Unknown | No build date recorded/visual inspection completed | Non-Lead - Other | Unknown | No build date recorded/visual inspection completed | Non-Lead | No | No |  |  | No |  | No
LSLI3060 | 101 | 62nd St | Horseshoe Bay | 78657 |  |  |  | Non-Lead - Plastic | Don't Know | Unknown | No build date recorded/visual inspection completed | Non-Lead - Plastic | Unknown | No build date recorded/visual inspection completed | Non-Lead | No | No |  |  | No |  | No
LSLI3061 | 200 | 63rd St | Horseshoe Bay | 78657 |  |  |  | Non-Lead - Plastic | Don't Know | Unknown | No build date recorded/visual inspection completed | Non-Lead - Plastic | Unknown | No build date recorded/visual inspection completed | Non-Lead | No | No |  |  | No |  | No
LSLI3062 | 1601 | Air Park | Horseshoe Bay | 78657 |  |  |  | NO SERVICE | Don't Know | Unknown | No build date recorded/visual inspection completed | NO SERVICE | Unknown | No build date recorded/visual inspection completed | Non-Lead | No | No |  |  | No |  | No
LSLI3063 | 300 | Alabaster | Horseshoe Bay | 78657 |  |  |  | Non-Lead - Plastic | Don't Know | Unknown | No build date recorded/visual inspection completed | Non-Lead - Plastic | Unknown | No build date recorded/visual inspection completed | Non-Lead | No | No |  |  | No |  | No
LSLI3064 | 107 | Anchor Pt | Horseshoe Bay | 78657 |  |  |  | Non-Lead | Don't Know | Unknown | No build date recorded/visual inspection completed | Non-Lead - Plastic | Unknown | No build date recorded/visual inspection completed | Non-Lead | No | No |  |  | No |  | No
LSLI3065 | 203 | Apache Dr | Horseshoe Bay | 78657 |  |  |  | Non-Lead | Don't Know | Unknown | No build date recorded/visual inspection completed | Non-Lead - Plastic | Unknown | No build date recorded/visual inspection completed | Non-Lead | No | No |  |  | No |  | No
LSLI3066 | 200 | Apache Tears | Horseshoe Bay | 78657 |  |  |  | Non-Lead - Plastic | Don't Know | Unknown | No build date recorded/visual inspection completed | Non-Lead - Plastic | Unknown | No build date recorded/visual inspection completed | Non-Lead | No | No |  |  | No |  | No
LSLI3067 | 203 | Apache Tears | Horseshoe Bay | 78657 |  |  |  | Non-Lead - Other | Don't Know | Unknown | No build date recorded/visual inspection completed | Non-Lead - Plastic | Unknown | No build date recorded/visual inspection completed | Non-Lead | No | No |  |  | No |  | No
LSLI3068 | 407 | Appaloosa | Horseshoe Bay | 78657 |  |  |  | Non-Lead - Plastic | Don't Know | Unknown | No build date recorded/visual inspection completed | Non-Lead - Other | Unknown | No build date recorded/visual inspection completed | Non-Lead | No | No |  |  | No |  | No
LSLI3069 | 500 | Appaloosa | Horseshoe Bay | 78657 |  |  |  | Non-Lead - Plastic | Don't Know | Unknown | No build date recorded/visual inspection completed | Non-Lead - Plastic | Unknown | No build date recorded/visual inspection completed | Non-Lead | No | No |  |  | No |  | No
LSLI3070 | 100 | Applehead Island Dr | Horseshoe Bay | 78657 |  |  |  | Non-Lead - Plastic | Don't Know | Unknown | No build date recorded/visual inspection completed | Non-Lead - Plastic | Unknown | No build date recorded/visual inspection completed | Non-Lead | No | No |  |  | No |  | No
LSLI3071 | 108 | Applehead Island Dr | Horseshoe Bay | 78657 |  |  |  | Non-Lead | Don't Know | Unknown | No build date recorded/visual inspection completed | Non-Lead - Other | Unknown | No build date recorded/visual inspection completed | Non-Lead | No | No |  |  | No |  | No
LSLI3072 | 110 | Applehead Island Dr | Horseshoe Bay | 78657 |  |  |  | Non-Lead - Plastic | Don't Know | Unknown | No build date recorded/visual inspection completed | Non-Lead - Plastic | Unknown | No build date recorded/visual inspection completed | Non-Lead | No | No |  |  | No |  | No
LSLI3073 | 113 | Applehead Island Dr | Horseshoe Bay | 78657 |  |  |  | Non-Lead - Plastic | Don't Know | Unknown | No build date recorded/visual inspection completed | Non-Lead - Other | Unknown | No build date recorded/visual inspection completed | Non-Lead | No | No |  |  | No |  | No
LSLI3074 | 114 | Applehead Island Dr | Horseshoe Bay | 78657 |  |  |  | Non-Lead - Plastic | Don't Know | Unknown | No build date recorded/visual inspection completed | Non-Lead - Plastic | Unknown | No build date recorded/visual inspection completed | Non-Lead | No | No |  |  | No |  | No
LSLI3075 | 116 | Applehead Island Dr | Horseshoe Bay | 78657 |  |  |  | Non-Lead - Plastic | Don't Know | Unknown | No build date recorded/visual inspection completed | Non-Lead - Plastic | Unknown | No build date recorded/visual inspection completed | Non-Lead | No | No |  |  | No |  | No
LSLI3076 | 117 | Applehead Island Dr | Horseshoe Bay | 78657 |  |  |  | Non-Lead - Plastic | Don't Know | Unknown | No build date recorded/visual inspection completed | Non-Lead - Plastic | Unknown | No build date recorded/visual inspection completed | Non-Lead | No | No |  |  | No |  | No
LSLI3077 | 123 | Applehead Island Dr | Horseshoe Bay | 78657 |  |  |  | Non-Lead | Don't Know | Unknown | No build date recorded/visual inspection completed | Non-Lead - Plastic | Unknown | No build date recorded/visual inspection completed | Non-Lead | No | No |  |  | No |  | No
LSLI3078 | 126 | Applehead Island Dr | Horseshoe Bay | 78657 |  |  |  | Non-Lead - Plastic | Don't Know | Unknown | No build date recorded/visual inspection completed | Non-Lead - Plastic | Unknown | No build date recorded/visual inspection completed | Non-Lead | No | No |  |  | No |  | No
LSLI3079 | 131 | Applehead Island Dr | Horseshoe Bay | 78657 |  |  |  | Non-Lead - Plastic | Don't Know | Unknown | No build date recorded/visual inspection completed | Non-Lead - Plastic | Unknown | No build date recorded/visual inspection completed | Non-Lead | No | No |  |  | No |  | No
LSLI3080 | 139 | Applehead Island Dr | Horseshoe Bay | 78657 |  |  |  | Non-Lead | Don't Know | Unknown | No build date recorded/visual inspection completed | Non-Lead - Other | Unknown | No build date recorded/visual inspection completed | Non-Lead | No | No |  |  | No |  | No
LSLI3081 | 140 | Applehead Island Dr | Horseshoe Bay | 78657 |  |  |  | Non-Lead | Don't Know | Unknown | No build date recorded/visual inspection completed | Non-Lead - Plastic | Unknown | No build date recorded/visual inspection completed | Non-Lead | No | No |  |  | No |  | No
LSLI3082 | 146 | Applehead Island Dr | Horseshoe Bay | 78657 |  |  |  | Non-Lead - Plastic | Don't Know | Unknown | No build date recorded/visual inspection completed | Non-Lead - Plastic | Unknown | No build date recorded/visual inspection completed | Non-Lead | No | No |  |  | No |  | No
LSLI3083 | 149 | Applehead Island Dr | Horseshoe Bay | 78657 |  |  |  | Non-Lead - Other | Don't Know | Unknown | No build date recorded/visual inspection completed | Non-Lead - Plastic | Unknown | No build date recorded/visual inspection completed | Non-Lead | No | No |  |  | No |  | No
LSLI3084 | 151 | Applehead Island Dr | Horseshoe Bay | 78657 |  |  |  | Non-Lead - Plastic | Don't Know | Unknown | No build date recorded/visual inspection completed | Non-Lead - Plastic | Unknown | No build date recorded/visual inspection completed | Non-Lead | No | No |  |  | No |  | No
LSLI3085 | 16 | Applehead Island Dr | Horseshoe Bay | 78657 |  |  |  | Non-Lead - Plastic | Don't Know | Unknown | No build date recorded/visual inspection completed | Non-Lead - Other | Unknown | No build date recorded/visual inspection completed | Non-Lead | No | No |  |  | No |  | No
LSLI3086 | 19 | Applehead Island Dr | Horseshoe Bay | 78657 |  |  |  | Non-Lead - Plastic | Don't Know | Unknown | No build date recorded/visual inspection completed | Non-Lead - Plastic | Unknown | No build date recorded/visual inspection completed | Non-Lead | No | No |  |  | No |  | No
LSLI3087 | 23 | Applehead Island Dr | Horseshoe Bay | 78657 |  |  |  | Non-Lead - Plastic | Don't Know | Unknown | No build date recorded/visual inspection completed | Non-Lead - Plastic | Unknown | No build date recorded/visual inspection completed | Non-Lead | No | No |  |  | No |  | No
LSLI3088 | 31 | Applehead Island Dr | Horseshoe Bay | 78657 |  |  |  | Non-Lead - Plastic | Don't Know | Unknown | No build date recorded/visual inspection completed | Non-Lead - Other | Unknown | No build date recorded/visual inspection completed | Non-Lead | No | No |  |  | No |  | Yes | Tier 1
LSLI3089 | 32 | Applehead Island Dr | Horseshoe Bay | 78657 |  |  |  | Non-Lead - Plastic | Don't Know | Unknown | No build date recorded/visual inspection completed | Non-Lead - Plastic | Unknown | No build date recorded/visual inspection completed | Non-Lead | No | No |  |  | No |  | No
LSLI3090 | 35 | Applehead Island Dr | Horseshoe Bay | 78657 |  |  |  | Non-Lead - Plastic | Don't Know | Unknown | No build date recorded/visual inspection completed | Non-Lead - Other | Unknown | No build date recorded/visual inspection completed | Non-Lead | No | No |  |  | No |  | No
LSLI3091 | 50 | Applehead Island Dr | Horseshoe Bay | 78657 |  |  |  | Non-Lead - Plastic | Don't Know | Unknown | No build date recorded/visual inspection completed | Non-Lead - Other | Unknown | No build date recorded/visual inspection completed | Non-Lead | No | No |  |  | No |  | Yes | Tier 1
LSLI3092 | 58 | Applehead Island Dr | Horseshoe Bay | 78657 |  |  |  | Non-Lead | Don't Know | Unknown | No build date recorded/visual inspection completed | Non-Lead - Other | Unknown | No build date recorded/visual inspection completed | Non-Lead | No | No |  |  | No |  | No
LSLI3093 | 66 | Applehead Island Dr | Horseshoe Bay | 78657 |  |  |  | Non-Lead | Don't Know | Unknown | No build date recorded/visual inspection completed | Non-Lead - Other | Unknown | No build date recorded/visual inspection completed | Non-Lead | No | No |  |  | No |  | No
LSLI3094 | 68 | Applehead Island Dr | Horseshoe Bay | 78657 |  |  |  | Non-Lead - Plastic | Don't Know | Unknown | No build date recorded/visual inspection completed | Non-Lead - Other | Unknown | No build date recorded/visual inspection completed | Non-Lead | No | No |  |  | No |  | No
LSLI3095 | 72 | Applehead Island Dr | Horseshoe Bay | 78657 |  |  |  | Non-Lead - Plastic | Don't Know | Unknown | No build date recorded/visual inspection completed | Non-Lead - Plastic | Unknown | No build date recorded/visual inspection completed | Non-Lead | No | No |  |  | No |  | No
LSLI3096 | 73 | Applehead Island Dr | Horseshoe Bay | 78657 |  |  |  | Non-Lead - Plastic | Don't Know | Unknown | No build date recorded/visual inspection completed | Non-Lead - Plastic | Unknown | No build date recorded/visual inspection completed | Non-Lead | No | No |  |  | No |  | No
LSLI3097 | 76 | Applehead Island Dr | Horseshoe Bay | 78657 |  |  |  | Non-Lead | Don't Know | Unknown | No build date recorded/visual inspection completed | Non-Lead - Other | Unknown | No build date recorded/visual inspection completed | Non-Lead | No | No |  |  | No |  | No
LSLI3098 | 82 | Applehead Island Dr | Horseshoe Bay | 78657 |  |  |  | Non-Lead | Don't Know | Unknown | No build date recorded/visual inspection completed | Non-Lead - Plastic | Unknown | No build date recorded/visual inspection completed | Non-Lead | No | No |  |  | No |  | No
LSLI3099 | 89 | Applehead Island Dr | Horseshoe Bay | 78657 |  |  |  | Non-Lead | Don't Know | Unknown | No build date recorded/visual inspection completed | Non-Lead - Other | Unknown | No build date recorded/visual inspection completed | Non-Lead | No | No |  |  | No |  | No
LSLI3100 | 99 | Applehead Island Dr | Horseshoe Bay | 78657 |  |  |  | Non-Lead - Plastic | Don't Know | Unknown | No build date recorded/visual inspection completed | Non-Lead - Plastic | Unknown | No build date recorded/visual inspection completed | Non-Lead | No | No |  |  | No |  | No
LSLI3101 | 21 | Applehead Island Dr | Horseshoe Bay | 78657 |  |  |  | Non-Lead - Plastic | Don't Know | Unknown | No build date recorded/visual inspection completed | Non-Lead - Other | Unknown | No build date recorded/visual inspection completed | Non-Lead | No | No |  |  | No |  | No
LSLI3102 | 22 | Applehead Island Dr | Horseshoe Bay | 78657 |  |  |  | Non-Lead - Plastic | Don't Know | Unknown | No build date recorded/visual inspection completed | Non-Lead - Plastic | Unknown | No build date recorded/visual inspection completed | Non-Lead | No | No |  |  | No |  | No
LSLI3103 | 117 | Arrow Point | Horseshoe Bay | 78657 |  |  |  | Non-Lead - Plastic | Don't Know | Unknown | No build date recorded/visual inspection completed | Non-Lead - Plastic | Unknown | No build date recorded/visual inspection completed | Non-Lead | No | No |  |  | No |  | No
LSLI3104 | 2212 | Arrowhead | Horseshoe Bay | 78657 |  |  |  | Non-Lead - Plastic | Don't Know | Unknown | No build date recorded/visual inspection completed | Non-Lead - Other | Unknown | No build date recorded/visual inspection completed | Non-Lead | No | No |  |  | No |  | No
LSLI3105 | 2703 | Aurora | Horseshoe Bay | 78657 |  |  |  | Non-Lead - Plastic | Don't Know | Unknown | No build date recorded/visual inspection completed | Non-Lead - Plastic | Unknown | No build date recorded/visual inspection completed | Non-Lead | No | No |  |  | No |  | No
LSLI3106 | 2704 | Aurora | Horseshoe Bay | 78657 |  |  |  | Non-Lead - Plastic | Don't Know | Unknown | No build date recorded/visual inspection completed | Non-Lead - Plastic | Unknown | No build date recorded/visual inspection completed | Non-Lead | No | No |  |  | No |  | No
LSLI3107 | 2805 | Aurora | Horseshoe Bay | 78657 |  |  |  | Non-Lead - Plastic | Don't Know | Unknown | No build date recorded/visual inspection completed | Non-Lead - Plastic | Unknown | No build date recorded/visual inspection completed | Non-Lead | No | No |  |  | No |  | Yes | Tier 1
LSLI3108 | 2807 | Aurora | Horseshoe Bay | 78657 |  |  |  | Non-Lead - Plastic | Don't Know | Unknown | No build date recorded/visual inspection completed | Non-Lead - Plastic | Unknown | No build date recorded/visual inspection completed | Non-Lead | No | No |  |  | No |  | No
LSLI3109 | 2809 | Aurora | Horseshoe Bay | 78657 |  |  |  | Non-Lead - Plastic | Don't Know | Unknown | No build date recorded/visual inspection completed | Non-Lead - Plastic | Unknown | No build date recorded/visual inspection completed | Non-Lead | No | No |  |  | No |  | No
LSLI3110 | 2816 | Aurora | Horseshoe Bay | 78657 |  |  |  | Non-Lead - Plastic | Don't Know | Unknown | No build date recorded/visual inspection completed | Non-Lead - Plastic | Unknown | No build date recorded/visual inspection completed | Non-Lead | No | No |  |  | No |  | No
LSLI3111 | 2818 | Aurora | Horseshoe Bay | 78657 |  |  |  | Non-Lead - Plastic | Don't Know | Unknown | No build date recorded/visual inspection completed | Non-Lead - Plastic | Unknown | No build date recorded/visual inspection completed | Non-Lead | No | No |  |  | No |  | No
LSLI3112 | 2819 | Aurora | Horseshoe Bay | 78657 |  |  |  | Non-Lead - Plastic | Don't Know | Unknown | No build date recorded/visual inspection completed | Non-Lead - Plastic | Unknown | No build date recorded/visual inspection completed | Non-Lead | No | No |  |  | No |  | No
LSLI3113 | 2820 | Aurora | Horseshoe Bay | 78657 |  |  |  | Non-Lead - Plastic | Don't Know | Unknown | No build date recorded/visual inspection completed | Non-Lead - Plastic | Unknown | No build date recorded/visual inspection completed | Non-Lead | No | No |  |  | No |  | No
LSLI3114 | 2821 | Aurora | Horseshoe Bay | 78657 |  |  |  | Non-Lead - Plastic | Don't Know | Unknown | No build date recorded/visual inspection completed | Non-Lead - Plastic | Unknown | No build date recorded/visual inspection completed | Non-Lead | No | No |  |  | No |  | No
LSLI3115 | 2822 | Aurora | Horseshoe Bay | 78657 |  |  |  | Non-Lead - Plastic | Don't Know | Unknown | No build date recorded/visual inspection completed | Non-Lead - Plastic | Unknown | No build date recorded/visual inspection completed | Non-Lead | No | No |  |  | No |  | No
LSLI3116 | 2826 | Aurora | Horseshoe Bay | 78657 |  |  |  | Non-Lead - Plastic | Don't Know | Unknown | No build date recorded/visual inspection completed | Non-Lead - Plastic | Unknown | No build date recorded/visual inspection completed | Non-Lead | No | No |  |  | No |  | No
LSLI3117 | 1504 | Azure B | Horseshoe Bay | 78657 |  |  |  | Non-Lead - Plastic | Don't Know | Unknown | No build date recorded/visual inspection completed | Non-Lead - Plastic | Unknown | No build date recorded/visual inspection completed | Non-Lead | No | No |  |  | No |  | No
LSLI3118 | 105 | Bay Point Dr | Horseshoe Bay | 78657 |  |  |  | Non-Lead - Plastic | Don't Know | Unknown | No build date recorded/visual inspection completed | Non-Lead - Plastic | Unknown | No build date recorded/visual inspection completed | Non-Lead | No | No |  |  | No |  | No
LSLI3119 | 113 | Bay Point Dr | Horseshoe Bay | 78657 |  |  |  | Non-Lead - Plastic | Don't Know | Unknown | No build date recorded/visual inspection completed | Non-Lead - Plastic | Unknown | No build date recorded/visual inspection completed | Non-Lead | No | No |  |  | No |  | No
LSLI3120 | 201 | Bay Point Dr | Horseshoe Bay | 78657 |  |  |  | Non-Lead - Other | Don't Know | Unknown | No build date recorded/visual inspection completed | Non-Lead - Other | Unknown | No build date recorded/visual inspection completed | Non-Lead | No | No |  |  | No |  | No
LSLI3121 | 205 | Bay Point Dr | Horseshoe Bay | 78657 |  |  |  | Non-Lead - Other | Don't Know | Unknown | No build date recorded/visual inspection completed | Non-Lead - Other | Unknown | No build date recorded/visual inspection completed | Non-Lead | No | No |  |  | No |  | No
LSLI3122 | 209 | Bay Point Dr | Horseshoe Bay | 78657 |  |  |  | Non-Lead - Other | Don't Know | Unknown | No build date recorded/visual inspection completed | Non-Lead - Plastic | Unknown | No build date recorded/visual inspection completed | Non-Lead | No | No |  |  | No |  | No
LSLI3123 | 403 | Bay W Blvd | Horseshoe Bay | 78657 |  |  |  | Non-Lead - Plastic | Don't Know | Unknown | No build date recorded/visual inspection completed | Non-Lead - Plastic | Unknown | No build date recorded/visual inspection completed | Non-Lead | No | No |  |  | No |  | No
LSLI3124 | 2803 | Bay West Blvd | Horseshoe Bay | 78657 |  |  |  | Non-Lead - Plastic | Don't Know | Unknown | No build date recorded/visual inspection completed | Non-Lead - Plastic | Unknown | No build date recorded/visual inspection completed | Non-Lead | No | No |  |  | No |  | No
LSLI3125 | 2811 | Bay West Blvd | Horseshoe Bay | 78657 |  |  |  | Non-Lead - Plastic | Don't Know | Unknown | No build date recorded/visual inspection completed | Non-Lead - Plastic | Unknown | No build date recorded/visual inspection completed | Non-Lead | No | No |  |  | No |  | No
LSLI3126 | 2815 | Bay West Blvd | Horseshoe Bay | 78657 |  |  |  | Non-Lead - Plastic | Don't Know | Unknown | No build date recorded/visual inspection completed | Non-Lead - Plastic | Unknown | No build date recorded/visual inspection completed | Non-Lead | No | No |  |  | No |  | No
LSLI3127 | 2904 | Bay West Blvd | Horseshoe Bay | 78657 |  |  |  | Non-Lead - Plastic | Don't Know | Unknown | No build date recorded/visual inspection completed | Non-Lead - Plastic | Unknown | No build date recorded/visual inspection completed | Non-Lead | No | No |  |  | No |  | No
LSLI3128 | 3104 | Bay West Blvd C | Horseshoe Bay | 78657 |  |  |  | Non-Lead - Plastic | Don't Know | Unknown | No build date recorded/visual inspection completed | Non-Lead - Plastic | Unknown | No build date recorded/visual inspection completed | Non-Lead | No | No |  |  | No |  | No
LSLI3129 | 106 | Bent One | Horseshoe Bay | 78657 |  |  |  | Non-Lead - Plastic | Don't Know | Unknown | No build date recorded/visual inspection completed | Non-Lead - Plastic | Unknown | No build date recorded/visual inspection completed | Non-Lead | No | No |  |  | No |  | No
LSLI3130 | 112 | Big Sky | Horseshoe Bay | 78657 |  |  |  | Non-Lead - Plastic | Don't Know | Unknown | No build date recorded/visual inspection completed | Non-Lead - Copper | Unknown | No build date recorded/visual inspection completed | Non-Lead | No | Don't Know |  |  | No |  | No
LSLI3131 | 202 | Big Sky | Horseshoe Bay | 78657 |  |  |  | Non-Lead - Plastic | Don't Know | Unknown | No build date recorded/visual inspection completed | Non-Lead - Copper | Unknown | No build date recorded/visual inspection completed | Non-Lead | No | Don't Know |  |  | No |  | No
LSLI3132 | 209 | Big Sky | Horseshoe Bay | 78657 |  |  |  | Non-Lead - Plastic | Don't Know | Unknown | No build date recorded/visual inspection completed | Non-Lead - Copper | Unknown | No build date recorded/visual inspection completed | Non-Lead | No | Don't Know |  |  | No |  | No
LSLI3133 | 208 | Big Spur N | Horseshoe Bay | 78657 |  |  |  | Non-Lead - Plastic | Don't Know | Unknown | No build date recorded/visual inspection completed | Non-Lead - Plastic | Unknown | No build date recorded/visual inspection completed | Non-Lead | No | No |  |  | No |  | No
LSLI3134 | 304 | Big Spur N | Horseshoe Bay | 78657 |  |  |  | Non-Lead - Plastic | Don't Know | Unknown | No build date recorded/visual inspection completed | Non-Lead - Plastic | Unknown | No build date recorded/visual inspection completed | Non-Lead | No | No |  |  | No |  | No
LSLI3135 | 310 | Big Spur N | Horseshoe Bay | 78657 |  |  |  | Non-Lead - Plastic | Don't Know | Unknown | No build date recorded/visual inspection completed | Non-Lead - Plastic | Unknown | No build date recorded/visual inspection completed | Non-Lead | No | No |  |  | No |  | No
LSLI3136 | 312 | Big Spur N | Horseshoe Bay | 78657 |  |  |  | Galvanized | Don't Know | Unknown | No build date recorded/visual inspection completed | Galvanized | Unknown | No build date recorded/visual inspection completed | Non-Lead | No | No |  |  | No |  | No
LSLI3137 | 506 | Big Spur N | Horseshoe Bay | 78657 |  |  |  | Non-Lead - Plastic | Don't Know | Unknown | No build date recorded/visual inspection completed | Non-Lead - Plastic | Unknown | No build date recorded/visual inspection completed | Non-Lead | No | No |  |  | No |  | No
LSLI3138 | 608 | Big Spur N | Horseshoe Bay | 78657 |  |  |  | Non-Lead - Plastic | Don't Know | Unknown | No build date recorded/visual inspection completed | Non-Lead - Plastic | Unknown | No build date recorded/visual inspection completed | Non-Lead | No | No |  |  | No |  | No
LSLI3139 | 110 | Big Spur S 2 Golf Villa | Horseshoe Bay | 78657 |  |  |  | Non-Lead - Plastic | Don't Know | Unknown | No build date recorded/visual inspection completed | Non-Lead - Plastic | Unknown | No build date recorded/visual inspection completed | Non-Lead | No | No |  |  | No |  | No
LSLI3140 | 110 | Big Spur S 4 Golf Villa | Horseshoe Bay | 78657 |  |  |  | Non-Lead - Plastic | Don't Know | Unknown | No build date recorded/visual inspection completed | Non-Lead - Plastic | Unknown | No build date recorded/visual inspection completed | Non-Lead | No | No |  |  | No |  | No
LSLI3141 | 110 | Big Spur S 6 Golf Villa | Horseshoe Bay | 78657 |  |  |  | Non-Lead - Plastic | Don't Know | Unknown | No build date recorded/visual inspection completed | Non-Lead - Plastic | Unknown | No build date recorded/visual inspection completed | Non-Lead | No | No |  |  | No |  | No
LSLI3142 | 104 | Big Spur S 9 Golf Villa | Horseshoe Bay | 78657 |  |  |  | Non-Lead - Plastic | Don't Know | Unknown | No build date recorded/visual inspection completed | Non-Lead - Plastic | Unknown | No build date recorded/visual inspection completed | Non-Lead | No | No |  |  | No |  | No
LSLI3143 | 104 | Big Spur S 10 Golf Villa | Horseshoe Bay | 78657 |  |  |  | Non-Lead - Plastic | Don't Know | Unknown | No build date recorded/visual inspection completed | Non-Lead - Plastic | Unknown | No build date recorded/visual inspection completed | Non-Lead | No | No |  |  | No |  | No
LSLI3144 | 104 | Big Spur S 13 Golf Villa | Horseshoe Bay | 78657 |  |  |  | Non-Lead - Plastic | Don't Know | Unknown | No build date recorded/visual inspection completed | Non-Lead - Plastic | Unknown | No build date recorded/visual inspection completed | Non-Lead | No | No |  |  | No |  | No
LSLI3145 | 104 | Big Spur S 15 Golf Villa | Horseshoe Bay | 78657 |  |  |  | Non-Lead - Plastic | Don't Know | Unknown | No build date recorded/visual inspection completed | Non-Lead - Plastic | Unknown | No build date recorded/visual inspection completed | Non-Lead | No | No |  |  | No |  | No
LSLI3146 | 102 | Birdie | Horseshoe Bay | 78657 |  |  |  | Non-Lead - Plastic | Don't Know | Unknown | No build date recorded/visual inspection completed | Non-Lead - Plastic | Unknown | No build date recorded/visual inspection completed | Non-Lead | No | No |  |  | No |  | No
LSLI3147 | 103 | Birdie | Horseshoe Bay | 78657 |  |  |  | Non-Lead - Plastic | Don't Know | Unknown | No build date recorded/visual inspection completed | Non-Lead - Plastic | Unknown | No build date recorded/visual inspection completed | Non-Lead | No | No |  |  | No |  | No
LSLI3148 | 106 | Birdie | Horseshoe Bay | 78657 |  |  |  | Non-Lead - Plastic | Don't Know | Unknown | No build date recorded/visual inspection completed | Non-Lead - Plastic | Unknown | No build date recorded/visual inspection completed | Non-Lead | No | No |  |  | No |  | No
LSLI3149 | 109 | Birdie | Horseshoe Bay | 78657 |  |  |  | Non-Lead - Plastic | Don't Know | Unknown | No build date recorded/visual inspection completed | Non-Lead - Plastic | Unknown | No build date recorded/visual inspection completed | Non-Lead | No | No |  |  | No |  | No
LSLI3150 | 112 | Blister Gold | Horseshoe Bay | 78657 |  |  |  | Non-Lead - Plastic | Don't Know | Unknown | No build date recorded/visual inspection completed | Non-Lead - Plastic | Unknown | No build date recorded/visual inspection completed | Non-Lead | No | No |  |  | No |  | No
LSLI3151 | 115 | Blister Gold | Horseshoe Bay | 78657 |  |  |  | Non-Lead - Plastic | Don't Know | Unknown | No build date recorded/visual inspection completed | Non-Lead - Plastic | Unknown | No build date recorded/visual inspection completed | Non-Lead | No | No |  |  | No |  | No
LSLI3152 | 116 | Blister Gold | Horseshoe Bay | 78657 |  |  |  | Non-Lead - Plastic | Don't Know | Unknown | No build date recorded/visual inspection completed | Non-Lead - Plastic | Unknown | No build date recorded/visual inspection completed | Non-Lead | No | No |  |  | No |  | No
LSLI3153 | 304 | Blister Gold | Horseshoe Bay | 78657 |  |  |  | Non-Lead - Plastic | Don't Know | Unknown | No build date recorded/visual inspection completed | Non-Lead - Plastic | Unknown | No build date recorded/visual inspection completed | Non-Lead | No | No |  |  | No |  | No
LSLI3154 | 311 | Blister Gold | Horseshoe Bay | 78657 |  |  |  | Non-Lead - Plastic | Don't Know | Unknown | No build date recorded/visual inspection completed | Non-Lead - Plastic | Unknown | No build date recorded/visual inspection completed | Non-Lead | No | No |  |  | No |  | No
LSLI3155 | 105 | Blue Ground | Horseshoe Bay | 78657 |  |  |  | Non-Lead - Plastic | Don't Know | Unknown | No build date recorded/visual inspection completed | Non-Lead - Plastic | Unknown | No build date recorded/visual inspection completed | Non-Lead | No | No |  |  | No |  | No
LSLI3156 | 107 | Blue Ground | Horseshoe Bay | 78657 |  |  |  | Non-Lead - Plastic | Don't Know | Unknown | No build date recorded/visual inspection completed | Non-Lead - Plastic | Unknown | No build date recorded/visual inspection completed | Non-Lead | No | No |  |  | No |  | No
LSLI3157 | 109 | Blue Ground | Horseshoe Bay | 78657 |  |  |  | Non-Lead - Plastic | Don't Know | Unknown | No build date recorded/visual inspection completed | Non-Lead - Plastic | Unknown | No build date recorded/visual inspection completed | Non-Lead | No | No |  |  | No |  | No
LSLI3158 | 111 | Blue Ground | Horseshoe Bay | 78657 |  |  |  | Non-Lead - Plastic | Don't Know | Unknown | No build date recorded/visual inspection completed | Non-Lead - Plastic | Unknown | No build date recorded/visual inspection completed | Non-Lead | No | No |  |  | No |  | No
LSLI3159 | 205 | Blue Ground | Horseshoe Bay | 78657 |  |  |  | Non-Lead - Plastic | Don't Know | Unknown | No build date recorded/visual inspection completed | Non-Lead - Plastic | Unknown | No build date recorded/visual inspection completed | Non-Lead | No | No |  |  | No |  | No
LSLI3160 | 206 | Blue Ground | Horseshoe Bay | 78657 |  |  |  | Non-Lead - Plastic | Don't Know | Unknown | No build date recorded/visual inspection completed | Non-Lead - Plastic | Unknown | No build date recorded/visual inspection completed | Non-Lead | No | No |  |  | No |  | No
LSLI3161 | 207 | Blue Ground | Horseshoe Bay | 78657 |  |  |  | Non-Lead - Plastic | Don't Know | Unknown | No build date recorded/visual inspection completed | Non-Lead - Plastic | Unknown | No build date recorded/visual inspection completed | Non-Lead | No | No |  |  | No |  | No
LSLI3162 | 305 | Blue Ground | Horseshoe Bay | 78657 |  |  |  | Non-Lead - Plastic | Don't Know | Unknown | No build date recorded/visual inspection completed | Non-Lead - Plastic | Unknown | No build date recorded/visual inspection completed | Non-Lead | No | No |  |  | No |  | No
LSLI3163 | 306 | Blue Ground | Horseshoe Bay | 78657 |  |  |  | Non-Lead - Plastic | Don't Know | Unknown | No build date recorded/visual inspection completed | Non-Lead - Plastic | Unknown | No build date recorded/visual inspection completed | Non-Lead | No | No |  |  | No |  | No
LSLI3164 | 308 | Blue Ground | Horseshoe Bay | 78657 |  |  |  | Non-Lead - Plastic | Don't Know | Unknown | No build date recorded/visual inspection completed | Non-Lead - Plastic | Unknown | No build date recorded/visual inspection completed | Non-Lead | No | No |  |  | No |  | No
LSLI3165 | 310 | Blue Ground | Horseshoe Bay | 78657 |  |  |  | Non-Lead - Plastic | Don't Know | Unknown | No build date recorded/visual inspection completed | Non-Lead - Plastic | Unknown | No build date recorded/visual inspection completed | Non-Lead | No | No |  |  | No |  | No
LSLI3166 | 311 | Blue Ground | Horseshoe Bay | 78657 |  |  |  | Non-Lead - Plastic | Don't Know | Unknown | No build date recorded/visual inspection completed | Non-Lead - Plastic | Unknown | No build date recorded/visual inspection completed | Non-Lead | No | No |  |  | No |  | No
LSLI3167 | 312 | Blue Ground | Horseshoe Bay | 78657 |  |  |  | Non-Lead - Plastic | Don't Know | Unknown | No build date recorded/visual inspection completed | Non-Lead - Plastic | Unknown | No build date recorded/visual inspection completed | Non-Lead | No | No |  |  | No |  | No
LSLI3168 | 314 | Blue Ground | Horseshoe Bay | 78657 |  |  |  | Non-Lead - Plastic | Don't Know | Unknown | No build date recorded/visual inspection completed | Non-Lead - Plastic | Unknown | No build date recorded/visual inspection completed | Non-Lead | No | No |  |  | No |  | No
LSLI3169 | 102 | Bogie | Horseshoe Bay | 78657 |  |  |  | Non-Lead - Plastic | Don't Know | Unknown | No build date recorded/visual inspection completed | Non-Lead - Copper | Unknown | No build date recorded/visual inspection completed | Non-Lead | No | Don't Know |  |  | No |  | No
LSLI3170 | 103 | Bogie | Horseshoe Bay | 78657 |  |  |  | Non-Lead - Plastic | Don't Know | Unknown | No build date recorded/visual inspection completed | Non-Lead - Plastic | Unknown | No build date recorded/visual inspection completed | Non-Lead | No | No |  |  | No |  | No
LSLI3171 | 106 | Bogie | Horseshoe Bay | 78657 |  |  |  | Non-Lead - Plastic | Don't Know | Unknown | No build date recorded/visual inspection completed | Non-Lead - Plastic | Unknown | No build date recorded/visual inspection completed | Non-Lead | No | No |  |  | No |  | No
LSLI3172 | 107 | Bogie | Horseshoe Bay | 78657 |  |  |  | Non-Lead - Plastic | Don't Know | Unknown | No build date recorded/visual inspection completed | Non-Lead - Plastic | Unknown | No build date recorded/visual inspection completed | Non-Lead | No | No |  |  | No |  | Yes | Tier 1
LSLI3173 | 109 | Bogie | Horseshoe Bay | 78657 |  |  |  | Non-Lead - Plastic | Don't Know | Unknown | No build date recorded/visual inspection completed | Non-Lead - Plastic | Unknown | No build date recorded/visual inspection completed | Non-Lead | No | No |  |  | No |  | No
LSLI3174 | 105 | Boot Hill | Horseshoe Bay | 78657 |  |  |  | Non-Lead - Plastic | Don't Know | Unknown | No build date recorded/visual inspection completed | Non-Lead - Plastic | Unknown | No build date recorded/visual inspection completed | Non-Lead | No | No |  |  | No |  | Yes | Tier 1
LSLI3175 | 107 | Boot Hill | Horseshoe Bay | 78657 |  |  |  | Non-Lead - Plastic | Don't Know | Unknown | No build date recorded/visual inspection completed | Non-Lead - Plastic | Unknown | No build date recorded/visual inspection completed | Non-Lead | No | No |  |  | No |  | No
LSLI3176 | 108 | Boot Hill | Horseshoe Bay | 78657 |  |  |  | Non-Lead - Plastic | Don't Know | Unknown | No build date recorded/visual inspection completed | Unknown - Material Unkown | Unknown | No build date recorded/visual inspection completed | Non-Lead | No | No |  |  | No |  | No
LSLI3177 | 112 | Boot Hill | Horseshoe Bay | 78657 |  |  |  | Non-Lead - Plastic | Don't Know | Unknown | No build date recorded/visual inspection completed | Non-Lead - Plastic | Unknown | No build date recorded/visual inspection completed | Non-Lead | No | No |  |  | No |  | Yes | Tier 1
LSLI3178 | 115 | Boot Hill | Horseshoe Bay | 78657 |  |  |  | Non-Lead - Copper | Don't Know | Unknown | No build date recorded/visual inspection completed | Non-Lead - Copper | Unknown | No build date recorded/visual inspection completed | Non-Lead | Don't Know | Don't Know |  |  | No |  | No
LSLI3179 | 116 | Boot Hill | Horseshoe Bay | 78657 |  |  |  | Non-Lead - Plastic | Don't Know | Unknown | No build date recorded/visual inspection completed | Non-Lead - Plastic | Unknown | No build date recorded/visual inspection completed | Non-Lead | No | No |  |  | No |  | No
LSLI3180 | 118 | Boot Hill | Horseshoe Bay | 78657 |  |  |  | Non-Lead - Plastic | Don't Know | Unknown | No build date recorded/visual inspection completed | Non-Lead - Plastic | Unknown | No build date recorded/visual inspection completed | Non-Lead | No | No |  |  | No |  | No
LSLI3181 | 119 | Boot Hill | Horseshoe Bay | 78657 |  |  |  | Non-Lead - Copper | Don't Know | Unknown | No build date recorded/visual inspection completed | Non-Lead - Copper | Unknown | No build date recorded/visual inspection completed | Non-Lead | Don't Know | Don't Know |  |  | No |  | No
LSLI3182 | 120 | Boot Hill | Horseshoe Bay | 78657 |  |  |  | Non-Lead - Plastic | Don't Know | Unknown | No build date recorded/visual inspection completed | Non-Lead - Plastic | Unknown | No build date recorded/visual inspection completed | Non-Lead | No | No |  |  | No |  | No
LSLI3183 | 121 | Boot Hill | Horseshoe Bay | 78657 |  |  |  | Non-Lead - Plastic | Don't Know | Unknown | No build date recorded/visual inspection completed | Non-Lead - Plastic | Unknown | No build date recorded/visual inspection completed | Non-Lead | No | No |  |  | No |  | No
LSLI3184 | 122 | Boot Hill | Horseshoe Bay | 78657 |  |  |  | Non-Lead - Plastic | Don't Know | Unknown | No build date recorded/visual inspection completed | Non-Lead - Plastic | Unknown | No build date recorded/visual inspection completed | Non-Lead | No | No |  |  | No |  | No
LSLI3185 | 123 | Boot Hill (10231100) | Horseshoe Bay | 78657 |  |  |  | Non-Lead - Plastic | Don't Know | Unknown | No build date recorded/visual inspection completed | Non-Lead - Plastic | Unknown | No build date recorded/visual inspection completed | Non-Lead | No | No |  |  | No |  | No
LSLI3186 | 102 | Bowers Circle | Horseshoe Bay | 78657 |  |  |  | Non-Lead - Plastic | Don't Know | Unknown | No build date recorded/visual inspection completed | Non-Lead - Plastic | Unknown | No build date recorded/visual inspection completed | Non-Lead | No | No |  |  | No |  | No
LSLI3187 | 1317 | Bowie Knife | Horseshoe Bay | 78657 |  |  |  | Non-Lead - Plastic | Don't Know | Unknown | No build date recorded/visual inspection completed | Non-Lead - Plastic | Unknown | No build date recorded/visual inspection completed | Non-Lead | No | No |  |  | No |  | No
LSLI3188 | 506 | Branding Iron | Horseshoe Bay | 78657 |  |  |  | Non-Lead - Plastic | Don't Know | Unknown | No build date recorded/visual inspection completed | Non-Lead - Plastic | Unknown | No build date recorded/visual inspection completed | Non-Lead | No | No |  |  | No |  | No
LSLI3189 | 508 | Branding Iron | Horseshoe Bay | 78657 |  |  |  | Non-Lead - Plastic | Don't Know | Unknown | No build date recorded/visual inspection completed | Non-Lead - Plastic | Unknown | No build date recorded/visual inspection completed | Non-Lead | No | No |  |  | No |  | No
LSLI3190 | 113 | Brandywine | Horseshoe Bay | 78657 |  |  |  | Unknown - Unlikely Lead | Don't Know | Unknown | No build date recorded/visual inspection completed | Non-Lead - Other | Unknown | No build date recorded/visual inspection completed | Non-Lead | No | No |  |  | No |  | No
LSLI3191 | 1007 | Broken Arrow | Horseshoe Bay | 78657 |  |  |  | Non-Lead - Plastic | Don't Know | Unknown | No build date recorded/visual inspection completed | Non-Lead - Plastic | Unknown | No build date recorded/visual inspection completed | Non-Lead | No | No |  |  | No |  | No
LSLI3192 | 1105 | Broken Arrow | Horseshoe Bay | 78657 |  |  |  | Non-Lead - Plastic | Don't Know | Unknown | No build date recorded/visual inspection completed | Non-Lead - Plastic | Unknown | No build date recorded/visual inspection completed | Non-Lead | No | No |  |  | No |  | No
LSLI3193 | 1201 | Broken Arrow | Horseshoe Bay | 78657 |  |  |  | Non-Lead - Plastic | Don't Know | Unknown | No build date recorded/visual inspection completed | Non-Lead - Plastic | Unknown | No build date recorded/visual inspection completed | Non-Lead | No | No |  |  | No |  | No
LSLI3194 | 1206 | Broken Arrow | Horseshoe Bay | 78657 |  |  |  | Non-Lead - Plastic | Don't Know | Unknown | No build date recorded/visual inspection completed | Non-Lead - Plastic | Unknown | No build date recorded/visual inspection completed | Non-Lead | No | No |  |  | No |  | No
LSLI3195 | 1305 | Broken Arrow | Horseshoe Bay | 78657 |  |  |  | Non-Lead - Plastic | Don't Know | Unknown | No build date recorded/visual inspection completed | Non-Lead - Plastic | Unknown | No build date recorded/visual inspection completed | Non-Lead | No | No |  |  | No |  | No
LSLI3196 | 1306 | Broken Arrow | Horseshoe Bay | 78657 |  |  |  | Non-Lead - Plastic | Don't Know | Unknown | No build date recorded/visual inspection completed | Non-Lead - Plastic | Unknown | No build date recorded/visual inspection completed | Non-Lead | No | No |  |  | No |  | No
LSLI3197 | 1313 | Broken Arrow | Horseshoe Bay | 78657 |  |  |  | Non-Lead - Plastic | Don't Know | Unknown | No build date recorded/visual inspection completed | Non-Lead - Plastic | Unknown | No build date recorded/visual inspection completed | Non-Lead | No | No |  |  | No |  | No
LSLI3198 | 804 | Broken Arrow | Horseshoe Bay | 78657 |  |  |  | Non-Lead - Plastic | Don't Know | Unknown | No build date recorded/visual inspection completed | Non-Lead - Plastic | Unknown | No build date recorded/visual inspection completed | Non-Lead | No | No |  |  | No |  | No
LSLI3199 | 809 | Broken Arrow | Horseshoe Bay | 78657 |  |  |  | Non-Lead - Plastic | Don't Know | Unknown | No build date recorded/visual inspection completed | Non-Lead - Plastic | Unknown | No build date recorded/visual inspection completed | Non-Lead | No | No |  |  | No |  | No
LSLI3200 | 813 | Broken Arrow | Horseshoe Bay | 78657 |  |  |  | Non-Lead - Plastic | Don't Know | Unknown | No build date recorded/visual inspection completed | Non-Lead - Copper | Unknown | No build date recorded/visual inspection completed | Non-Lead | No | Don't Know |  |  | No |  | No
LSLI3201 | 814 | Broken Arrow | Horseshoe Bay | 78657 |  |  |  | Non-Lead - Plastic | Don't Know | Unknown | No build date recorded/visual inspection completed | Non-Lead - Plastic | Unknown | No build date recorded/visual inspection completed | Non-Lead | No | No |  |  | No |  | No
LSLI3202 | 815 | Broken Arrow | Horseshoe Bay | 78657 |  |  |  | Non-Lead - Plastic | Don't Know | Unknown | No build date recorded/visual inspection completed | Non-Lead - Plastic | Unknown | No build date recorded/visual inspection completed | Non-Lead | No | No |  |  | No |  | No
LSLI3203 | 819 | Broken Arrow | Horseshoe Bay | 78657 |  |  |  | Non-Lead - Plastic | Don't Know | Unknown | No build date recorded/visual inspection completed | Non-Lead - Plastic | Unknown | No build date recorded/visual inspection completed | Non-Lead | No | No |  |  | No |  | Yes | Tier 1
LSLI3204 | 820 | Broken Arrow | Horseshoe Bay | 78657 |  |  |  | Non-Lead - Plastic | Don't Know | Unknown | No build date recorded/visual inspection completed | Non-Lead - Plastic | Unknown | No build date recorded/visual inspection completed | Non-Lead | No | No |  |  | No |  | No
LSLI3205 | 821 | Broken Arrow | Horseshoe Bay | 78657 |  |  |  | Non-Lead - Plastic | Don't Know | Unknown | No build date recorded/visual inspection completed | Non-Lead - Plastic | Unknown | No build date recorded/visual inspection completed | Non-Lead | No | No |  |  | No |  | No
LSLI3206 | 817 | Broken Arrow Guest House for 815 Bro | Horseshoe Bay | 78657 |  |  |  | Non-Lead - Plastic | Don't Know | Unknown | No build date recorded/visual inspection completed | Non-Lead - Plastic | Unknown | No build date recorded/visual inspection completed | Non-Lead | No | No |  |  | No |  | No
LSLI3207 | 1100 | Broken Hills | Horseshoe Bay | 78657 |  |  |  | Non-Lead - Plastic | Don't Know | Unknown | No build date recorded/visual inspection completed | Non-Lead - Plastic | Unknown | No build date recorded/visual inspection completed | Non-Lead | No | No |  |  | No |  | No
LSLI3208 | 1102 | Broken Hills | Horseshoe Bay | 78657 |  |  |  | Non-Lead - Plastic | Don't Know | Unknown | No build date recorded/visual inspection completed | Non-Lead - Plastic | Unknown | No build date recorded/visual inspection completed | Non-Lead | No | No |  |  | No |  | No
LSLI3209 | 501 | Broken Hills | Horseshoe Bay | 78657 |  |  |  | Non-Lead - Plastic | Don't Know | Unknown | No build date recorded/visual inspection completed | Non-Lead - Plastic | Unknown | No build date recorded/visual inspection completed | Non-Lead | No | No |  |  | No |  | No
LSLI3210 | 506 | Broken Hills | Horseshoe Bay | 78657 |  |  |  | Non-Lead - Plastic | Don't Know | Unknown | No build date recorded/visual inspection completed | Non-Lead - Plastic | Unknown | No build date recorded/visual inspection completed | Non-Lead | No | No |  |  | No |  | No
LSLI3211 | 601 | Broken Hills | Horseshoe Bay | 78657 |  |  |  | Non-Lead - Other | Don't Know | Unknown | No build date recorded/visual inspection completed | Non-Lead - Plastic | Unknown | No build date recorded/visual inspection completed | Non-Lead | No | No |  |  | No |  | No
LSLI3212 | 634 | Broken Hills | Horseshoe Bay | 78657 |  |  |  | Non-Lead - Plastic | Don't Know | Unknown | No build date recorded/visual inspection completed | Non-Lead - Plastic | Unknown | No build date recorded/visual inspection completed | Non-Lead | No | No |  |  | No |  | No
LSLI3213 | 701 | Broken Hills | Horseshoe Bay | 78657 |  |  |  | Non-Lead - Plastic | Don't Know | Unknown | No build date recorded/visual inspection completed | Non-Lead - Plastic | Unknown | No build date recorded/visual inspection completed | Non-Lead | No | No |  |  | No |  | No
LSLI3214 | 1406 | Broken Hills 3 Escape | Horseshoe Bay | 78657 |  |  |  | Non-Lead - Plastic | Don't Know | Unknown | No build date recorded/visual inspection completed | Non-Lead - Plastic | Unknown | No build date recorded/visual inspection completed | Non-Lead | No | No |  |  | No |  | No
LSLI3215 | 1406 | Broken Hills 4 Escape | Horseshoe Bay | 78657 |  |  |  | Non-Lead - Plastic | Don't Know | Unknown | No build date recorded/visual inspection completed | Non-Lead - Plastic | Unknown | No build date recorded/visual inspection completed | Non-Lead | No | No |  |  | No |  | No
LSLI3216 | 1406 | Broken Hills 9 Escape | Horseshoe Bay | 78657 |  |  |  | Non-Lead - Plastic | Don't Know | Unknown | No build date recorded/visual inspection completed | Non-Lead - Plastic | Unknown | No build date recorded/visual inspection completed | Non-Lead | No | No |  |  | No |  | No
LSLI3217 | 1406 | Broken Hills 10 Escape | Horseshoe Bay | 78657 |  |  |  | Non-Lead - Plastic | Don't Know | Unknown | No build date recorded/visual inspection completed | Non-Lead - Plastic | Unknown | No build date recorded/visual inspection completed | Non-Lead | No | No |  |  | No |  | No
LSLI3218 | 1406 | Broken Hills 11 Escape | Horseshoe Bay | 78657 |  |  |  | Non-Lead - Plastic | Don't Know | Unknown | No build date recorded/visual inspection completed | Non-Lead - Plastic | Unknown | No build date recorded/visual inspection completed | Non-Lead | No | No |  |  | No |  | No
LSLI3219 | 1406 | Broken Hills 13 Escape | Horseshoe Bay | 78657 |  |  |  | Non-Lead - Plastic | Don't Know | Unknown | No build date recorded/visual inspection completed | Non-Lead - Plastic | Unknown | No build date recorded/visual inspection completed | Non-Lead | No | No |  |  | No |  | No
LSLI3220 | 1406 | Broken Hills 17 Escape | Horseshoe Bay | 78657 |  |  |  | Non-Lead - Plastic | Don't Know | Unknown | No build date recorded/visual inspection completed | Non-Lead - Plastic | Unknown | No build date recorded/visual inspection completed | Non-Lead | No | No |  |  | No |  | No
LSLI3221 | 1406 | Broken Hills 21 Escape | Horseshoe Bay | 78657 |  |  |  | Non-Lead - Plastic | Don't Know | Unknown | No build date recorded/visual inspection completed | Non-Lead - Plastic | Unknown | No build date recorded/visual inspection completed | Non-Lead | No | No |  |  | No |  | No
LSLI3222 | 718 | Buck | Horseshoe Bay | 78657 |  |  |  | Non-Lead - Plastic | Don't Know | Unknown | No build date recorded/visual inspection completed | Non-Lead - Plastic | Unknown | No build date recorded/visual inspection completed | Non-Lead | No | No |  |  | No |  | No
LSLI3223 | 605 | Buckskin Court | Horseshoe Bay | 78657 |  |  |  | Non-Lead - Plastic | Don't Know | Unknown | No build date recorded/visual inspection completed | Non-Lead - Plastic | Unknown | No build date recorded/visual inspection completed | Non-Lead | No | No |  |  | No |  | No
LSLI3224 | 607 | Buckskin Court | Horseshoe Bay | 78657 |  |  |  | Non-Lead - Plastic | Don't Know | Unknown | No build date recorded/visual inspection completed | Non-Lead - Plastic | Unknown | No build date recorded/visual inspection completed | Non-Lead | No | No |  |  | No |  | No
LSLI3225 | 603 | Buckskin Ct | Horseshoe Bay | 78657 |  |  |  | Non-Lead - Plastic | Don't Know | Unknown | No build date recorded/visual inspection completed | Non-Lead - Plastic | Unknown | No build date recorded/visual inspection completed | Non-Lead | No | No |  |  | No |  | No
LSLI3226 | 105 | Buffalo Hill | Horseshoe Bay | 78657 |  |  |  | Non-Lead - Plastic | Don't Know | Unknown | No build date recorded/visual inspection completed | Non-Lead - Plastic | Unknown | No build date recorded/visual inspection completed | Non-Lead | No | No |  |  | No |  | No
LSLI3227 | 108 | Buggy Whip | Horseshoe Bay | 78657 |  |  |  | Non-Lead - Plastic | Don't Know | Unknown | No build date recorded/visual inspection completed | Non-Lead - Plastic | Unknown | No build date recorded/visual inspection completed | Non-Lead | No | No |  |  | No |  | Yes | Tier 1
LSLI3228 | 110 | Buggy Whip | Horseshoe Bay | 78657 |  |  |  | Non-Lead - Plastic | Don't Know | Unknown | No build date recorded/visual inspection completed | Non-Lead - Plastic | Unknown | No build date recorded/visual inspection completed | Non-Lead | No | No |  |  | No |  | No
LSLI3229 | 502 | Bull Whip | Horseshoe Bay | 78657 |  |  |  | Non-Lead - Plastic | Don't Know | Unknown | No build date recorded/visual inspection completed | Non-Lead - Plastic | Unknown | No build date recorded/visual inspection completed | Non-Lead | No | No |  |  | No |  | No
LSLI3230 | 503 | Bull Whip | Horseshoe Bay | 78657 |  |  |  | Non-Lead - Plastic | Don't Know | Unknown | No build date recorded/visual inspection completed | Non-Lead - Plastic | Unknown | No build date recorded/visual inspection completed | Non-Lead | No | No |  |  | No |  | No
LSLI3231 | 108 | Burr Oak | Horseshoe Bay | 78657 |  |  |  | Non-Lead - Plastic | Don't Know | Unknown | No build date recorded/visual inspection completed | Non-Lead - Plastic | Unknown | No build date recorded/visual inspection completed | Non-Lead | No | No |  |  | No |  | No
LSLI3232 | 117 | Cap Rock | Horseshoe Bay | 78657 |  |  |  | Non-Lead - Plastic | Don't Know | Unknown | No build date recorded/visual inspection completed | Non-Lead - Plastic | Unknown | No build date recorded/visual inspection completed | Non-Lead | No | No |  |  | No |  | Yes | Tier 1
LSLI3233 | 100 | Captains Row | Horseshoe Bay | 78657 |  |  |  | Non-Lead - Plastic | Don't Know | Unknown | No build date recorded/visual inspection completed | Non-Lead - Plastic | Unknown | No build date recorded/visual inspection completed | Non-Lead | No | No |  |  | No |  | No
LSLI3234 | 111 | Captains Row | Horseshoe Bay | 78657 |  |  |  | Non-Lead - Plastic | Don't Know | Unknown | No build date recorded/visual inspection completed | Non-Lead - Plastic | Unknown | No build date recorded/visual inspection completed | Non-Lead | No | No |  |  | No |  | No
LSLI3235 | 104 | Cardinal A | Horseshoe Bay | 78657 |  |  |  | Non-Lead - Plastic | Don't Know | Unknown | No build date recorded/visual inspection completed | Non-Lead - Plastic | Unknown | No build date recorded/visual inspection completed | Non-Lead | No | No |  |  | No |  | No
LSLI3236 | 120 | Cardinal A | Horseshoe Bay | 78657 |  |  |  | Non-Lead - Other | Don't Know | Unknown | No build date recorded/visual inspection completed | Non-Lead - Other | Unknown | No build date recorded/visual inspection completed | Non-Lead | No | No |  |  | No |  | No
LSLI3237 | 116 | Cardinal B | Horseshoe Bay | 78657 |  |  |  | Non-Lead - Plastic | Don't Know | Unknown | No build date recorded/visual inspection completed | Non-Lead - Plastic | Unknown | No build date recorded/visual inspection completed | Non-Lead | No | No |  |  | No |  | No
LSLI3238 | 120 | Cardinal B | Horseshoe Bay | 78657 |  |  |  | Non-Lead - Other | Don't Know | Unknown | No build date recorded/visual inspection completed | Non-Lead - Other | Unknown | No build date recorded/visual inspection completed | Non-Lead | No | No |  |  | No |  | No
LSLI3239 | 1303 | Cats Eye | Horseshoe Bay | 78657 |  |  |  | Non-Lead - Plastic | Don't Know | Unknown | No build date recorded/visual inspection completed | Non-Lead - Plastic | Unknown | No build date recorded/visual inspection completed | Non-Lead | No | No |  |  | No |  | No
LSLI3240 | 1603 | Cherokee | Horseshoe Bay | 78657 |  |  |  | Non-Lead - Plastic | Don't Know | Unknown | No build date recorded/visual inspection completed | Non-Lead - Plastic | Unknown | No build date recorded/visual inspection completed | Non-Lead | No | No |  |  | No |  | No
LSLI3241 | 107 | Cimarron | Horseshoe Bay | 78657 |  |  |  | Non-Lead - Plastic | Don't Know | Unknown | No build date recorded/visual inspection completed | Non-Lead - Plastic | Unknown | No build date recorded/visual inspection completed | Non-Lead | No | No |  |  | No |  | No
LSLI3242 | 1310 | Clayton Nolen Dr | Horseshoe Bay | 78657 |  |  |  | Non-Lead - Plastic | Don't Know | Unknown | No build date recorded/visual inspection completed | Non-Lead - Plastic | Unknown | No build date recorded/visual inspection completed | Non-Lead | No | No |  |  | No |  | No
LSLI3243 | 315 | Clayton Nolen Dr | Horseshoe Bay | 78657 |  |  |  | Non-Lead - Plastic | Don't Know | Unknown | No build date recorded/visual inspection completed | Non-Lead - Plastic | Unknown | No build date recorded/visual inspection completed | Non-Lead | No | No |  |  | No |  | No
LSLI3244 | 1008 | Clayton Nolen Dr 103 Lomas Altos | Horseshoe Bay | 78657 |  |  |  | Non-Lead - Plastic | Don't Know | Unknown | No build date recorded/visual inspection completed | Non-Lead - Plastic | Unknown | No build date recorded/visual inspection completed | Non-Lead | No | No |  |  | No |  | No
LSLI3245 | 1008 | Clayton Nolen Dr 106 Lomas Altos | Horseshoe Bay | 78657 |  |  |  | Non-Lead - Plastic | Don't Know | Unknown | No build date recorded/visual inspection completed | Non-Lead - Plastic | Unknown | No build date recorded/visual inspection completed | Non-Lead | No | No |  |  | No |  | No
LSLI3246 | 1008 | Clayton Nolen Dr 107 Lomas Altos | Horseshoe Bay | 78657 |  |  |  | Non-Lead - Plastic | Don't Know | Unknown | No build date recorded/visual inspection completed | Non-Lead - Plastic | Unknown | No build date recorded/visual inspection completed | Non-Lead | No | No |  |  | No |  | No
LSLI3247 | 704 | Clayton Nolen Dr A | Horseshoe Bay | 78657 |  |  |  | Non-Lead - Plastic | Don't Know | Unknown | No build date recorded/visual inspection completed | Non-Lead - Plastic | Unknown | No build date recorded/visual inspection completed | Non-Lead | No | No |  |  | No |  | No
LSLI3248 | 706 | Clayton Nolen Dr A | Horseshoe Bay | 78657 |  |  |  | Non-Lead - Plastic | Don't Know | Unknown | No build date recorded/visual inspection completed | Non-Lead - Plastic | Unknown | No build date recorded/visual inspection completed | Non-Lead | No | No |  |  | No |  | No
LSLI3249 | 704 | Clayton Nolen Dr B | Horseshoe Bay | 78657 |  |  |  | Non-Lead - Plastic | Don't Know | Unknown | No build date recorded/visual inspection completed | Non-Lead - Plastic | Unknown | No build date recorded/visual inspection completed | Non-Lead | No | No |  |  | No |  | No
LSLI3250 | 108 | Cliff Run | Horseshoe Bay | 78657 |  |  |  | Unknown - Unlikely Lead | Don't Know | Unknown | No build date recorded/visual inspection completed | Non-Lead - Other | Unknown | No build date recorded/visual inspection completed | Non-Lead | No | No |  |  | No |  | No
LSLI3251 | 111 | Cliff Run | Horseshoe Bay | 78657 |  |  |  | Non-Lead - Other | Don't Know | Unknown | No build date recorded/visual inspection completed | Non-Lead - Plastic | Unknown | No build date recorded/visual inspection completed | Non-Lead | No | No |  |  | No |  | No
LSLI3252 | 703 | Cody | Horseshoe Bay | 78657 |  |  |  | Non-Lead - Plastic | Don't Know | Unknown | No build date recorded/visual inspection completed | Non-Lead - Plastic | Unknown | No build date recorded/visual inspection completed | Non-Lead | No | No |  |  | No |  | No
LSLI3253 | 1409 | Colonneh | Horseshoe Bay | 78657 |  |  |  | Non-Lead - Plastic | Don't Know | Unknown | No build date recorded/visual inspection completed | Non-Lead - Plastic | Unknown | No build date recorded/visual inspection completed | Non-Lead | No | No |  |  | No |  | No
LSLI3254 | 1605 | Colonneh | Horseshoe Bay | 78657 |  |  |  | Non-Lead - Plastic | Don't Know | Unknown | No build date recorded/visual inspection completed | Non-Lead - Plastic | Unknown | No build date recorded/visual inspection completed | Non-Lead | No | No |  |  | No |  | No
LSLI3255 | 100 | Colt | Horseshoe Bay | 78657 |  |  |  | Non-Lead - Plastic | Don't Know | Unknown | No build date recorded/visual inspection completed | Non-Lead - Plastic | Unknown | No build date recorded/visual inspection completed | Non-Lead | No | No |  |  | No |  | No
LSLI3256 | 112 | Comanche Agate | Horseshoe Bay | 78657 |  |  |  | Non-Lead - Plastic | Don't Know | Unknown | No build date recorded/visual inspection completed | Non-Lead - Plastic | Unknown | No build date recorded/visual inspection completed | Non-Lead | No | No |  |  | No |  | Yes | Tier 1
LSLI3257 | 106 | Cove E A | Horseshoe Bay | 78657 |  |  |  | Non-Lead - Plastic | Don't Know | Unknown | No build date recorded/visual inspection completed | Non-Lead - Plastic | Unknown | No build date recorded/visual inspection completed | Non-Lead | No | No |  |  | No |  | No
LSLI3258 | 106 | Cove E B | Horseshoe Bay | 78657 |  |  |  | Non-Lead - Plastic | Don't Know | Unknown | No build date recorded/visual inspection completed | Non-Lead - Plastic | Unknown | No build date recorded/visual inspection completed | Non-Lead | No | No |  |  | No |  | No
LSLI3259 | 107 | Cove E C | Horseshoe Bay | 78657 |  |  |  | Non-Lead - Plastic | Don't Know | Unknown | No build date recorded/visual inspection completed | Non-Lead - Plastic | Unknown | No build date recorded/visual inspection completed | Non-Lead | No | No |  |  | No |  | No
LSLI3260 | 106 | Cove E D | Horseshoe Bay | 78657 |  |  |  | Non-Lead - Plastic | Don't Know | Unknown | No build date recorded/visual inspection completed | Non-Lead - Plastic | Unknown | No build date recorded/visual inspection completed | Non-Lead | No | No |  |  | No |  | No
LSLI3261 | 104 | Cove E Sundowner | Horseshoe Bay | 78657 |  |  |  | Non-Lead - Plastic | Don't Know | Unknown | No build date recorded/visual inspection completed | Non-Lead - Plastic | Unknown | No build date recorded/visual inspection completed | Non-Lead | No | No |  |  | No |  | No
LSLI3262 | 101 | Cove W | Horseshoe Bay | 78657 |  |  |  | Non-Lead - Plastic | Don't Know | Unknown | No build date recorded/visual inspection completed | Non-Lead - Plastic | Unknown | No build date recorded/visual inspection completed | Non-Lead | No | No |  |  | No |  | No
LSLI3263 | 307 | Crestview 2 The Highlands | Horseshoe Bay | 78657 |  |  |  | Non-Lead - Other | Don't Know | Unknown | No build date recorded/visual inspection completed | Non-Lead - Plastic | Unknown | No build date recorded/visual inspection completed | Non-Lead | No | No |  |  | No |  | No
LSLI3264 | 1507 | Cripple Creek | Horseshoe Bay | 78657 |  |  |  | Non-Lead - Other | Don't Know | Unknown | No build date recorded/visual inspection completed | Non-Lead - Plastic | Unknown | No build date recorded/visual inspection completed | Non-Lead | No | No |  |  | No |  | No
LSLI3265 | 1517 | Cripple Creek | Horseshoe Bay | 78657 |  |  |  | NO SERVICE | Don't Know | Unknown | No build date recorded/visual inspection completed | NO SERVICE | Unknown | No build date recorded/visual inspection completed | Non-Lead | No | No |  |  | No |  | No
LSLI3266 | 1405 | Crooked Run | Horseshoe Bay | 78657 |  |  |  | Non-Lead - Plastic | Don't Know | Unknown | No build date recorded/visual inspection completed | Non-Lead - Plastic | Unknown | No build date recorded/visual inspection completed | Non-Lead | No | No |  |  | No |  | No
LSLI3267 | 104 | Cross Bow | Horseshoe Bay | 78657 |  |  |  | Non-Lead - Plastic | Don't Know | Unknown | No build date recorded/visual inspection completed | Non-Lead - Plastic | Unknown | No build date recorded/visual inspection completed | Non-Lead | No | No |  |  | No |  | No
LSLI3268 | 106 | Cross Bow | Horseshoe Bay | 78657 |  |  |  | Non-Lead - Plastic | Don't Know | Unknown | No build date recorded/visual inspection completed | Non-Lead - Plastic | Unknown | No build date recorded/visual inspection completed | Non-Lead | No | No |  |  | No |  | No
LSLI3269 | 201 | Cross Bow | Horseshoe Bay | 78657 |  |  |  | Non-Lead - Plastic | Don't Know | Unknown | No build date recorded/visual inspection completed | Non-Lead - Plastic | Unknown | No build date recorded/visual inspection completed | Non-Lead | No | No |  |  | No |  | No
LSLI3270 | 205 | Cross Bow | Horseshoe Bay | 78657 |  |  |  | Non-Lead - Plastic | Don't Know | Unknown | No build date recorded/visual inspection completed | Non-Lead - Plastic | Unknown | No build date recorded/visual inspection completed | Non-Lead | No | No |  |  | No |  | No
LSLI3271 | 207 | Cross Bow | Horseshoe Bay | 78657 |  |  |  | Non-Lead - Plastic | Don't Know | Unknown | No build date recorded/visual inspection completed | Non-Lead - Plastic | Unknown | No build date recorded/visual inspection completed | Non-Lead | No | No |  |  | No |  | No
LSLI3272 | 211 | Cross Bow | Horseshoe Bay | 78657 |  |  |  | Non-Lead - Plastic | Don't Know | Unknown | No build date recorded/visual inspection completed | Non-Lead - Plastic | Unknown | No build date recorded/visual inspection completed | Non-Lead | No | No |  |  | No |  | No
LSLI3273 | 1510 | Dakota | Horseshoe Bay | 78657 |  |  |  | Non-Lead - Plastic | Don't Know | Unknown | No build date recorded/visual inspection completed | Non-Lead - Plastic | Unknown | No build date recorded/visual inspection completed | Non-Lead | No | No |  |  | No |  | No
LSLI3274 | 103 | Dalton Circle | Horseshoe Bay | 78657 |  |  |  | Non-Lead - Plastic | Don't Know | Unknown | No build date recorded/visual inspection completed | Non-Lead - Plastic | Unknown | No build date recorded/visual inspection completed | Non-Lead | No | No |  |  | No |  | No
LSLI3275 | 105 | Dalton Circle | Horseshoe Bay | 78657 |  |  |  | Non-Lead - Plastic | Don't Know | Unknown | No build date recorded/visual inspection completed | Non-Lead - Plastic | Unknown | No build date recorded/visual inspection completed | Non-Lead | No | No |  |  | No |  | No
LSLI3276 | 111 | Dalton Circle | Horseshoe Bay | 78657 |  |  |  | Non-Lead - Plastic | Don't Know | Unknown | No build date recorded/visual inspection completed | Non-Lead - Plastic | Unknown | No build date recorded/visual inspection completed | Non-Lead | No | No |  |  | No |  | No
LSLI3277 | 115 | Dalton Circle | Horseshoe Bay | 78657 |  |  |  | Non-Lead - Plastic | Don't Know | Unknown | No build date recorded/visual inspection completed | Non-Lead - Other | Unknown | No build date recorded/visual inspection completed | Non-Lead | No | No |  |  | No |  | No
LSLI3278 | 117 | Dalton Circle | Horseshoe Bay | 78657 |  |  |  | Non-Lead - Plastic | Don't Know | Unknown | No build date recorded/visual inspection completed | Non-Lead - Plastic | Unknown | No build date recorded/visual inspection completed | Non-Lead | No | No |  |  | No |  | No
LSLI3279 | 201 | Dalton Circle Chapel | Horseshoe Bay | 78657 |  |  |  | Non-Lead - Plastic | Don't Know | Unknown | No build date recorded/visual inspection completed | Non-Lead - Plastic | Unknown | No build date recorded/visual inspection completed | Non-Lead | No | No |  |  | No |  | No
LSLI3280 | 103 | Dawn 1 Gazebo | Horseshoe Bay | 78657 |  |  |  | Non-Lead - Plastic | Don't Know | Unknown | No build date recorded/visual inspection completed | Non-Lead - Plastic | Unknown | No build date recorded/visual inspection completed | Non-Lead | No | No |  |  | No |  | No
LSLI3281 | 103 | Dawn 9 Off Big Spur | Horseshoe Bay | 78657 |  |  |  | Non-Lead - Plastic | Don't Know | Unknown | No build date recorded/visual inspection completed | Non-Lead - Plastic | Unknown | No build date recorded/visual inspection completed | Non-Lead | No | No |  |  | No |  | No
LSLI3282 | 106 | Dawn 2 Golf Ridge | Horseshoe Bay | 78657 |  |  |  | Non-Lead - Plastic | Don't Know | Unknown | No build date recorded/visual inspection completed | Non-Lead - Plastic | Unknown | No build date recorded/visual inspection completed | Non-Lead | No | No |  |  | No |  | No
LSLI3283 | 106 | Dawn 4 Golf Ridge | Horseshoe Bay | 78657 |  |  |  | Non-Lead - Plastic | Don't Know | Unknown | No build date recorded/visual inspection completed | Non-Lead - Plastic | Unknown | No build date recorded/visual inspection completed | Non-Lead | No | No |  |  | No |  | No
LSLI3284 | 106 | Dawn 5 Golf Ridge | Horseshoe Bay | 78657 |  |  |  | Non-Lead - Plastic | Don't Know | Unknown | No build date recorded/visual inspection completed | Non-Lead - Plastic | Unknown | No build date recorded/visual inspection completed | Non-Lead | No | No |  |  | No |  | No
LSLI3285 | 116 | Dawn A El Jardine | Horseshoe Bay | 78657 |  |  |  | Non-Lead - Plastic | Don't Know | Unknown | No build date recorded/visual inspection completed | Non-Lead - Plastic | Unknown | No build date recorded/visual inspection completed | Non-Lead | No | No |  |  | No |  | No
LSLI3286 | 113 | Dawn A Out of Bounds | Horseshoe Bay | 78657 |  |  |  | Non-Lead - Plastic | Don't Know | Unknown | No build date recorded/visual inspection completed | Non-Lead - Plastic | Unknown | No build date recorded/visual inspection completed | Non-Lead | No | No |  |  | No |  | No
LSLI3287 | 116 | Dawn B El Jardine | Horseshoe Bay | 78657 |  |  |  | Non-Lead - Plastic | Don't Know | Unknown | No build date recorded/visual inspection completed | Non-Lead - Plastic | Unknown | No build date recorded/visual inspection completed | Non-Lead | No | No |  |  | No |  | No
LSLI3288 | 112 | Dawn B Hacienda | Horseshoe Bay | 78657 |  |  |  | Non-Lead - Plastic | Don't Know | Unknown | No build date recorded/visual inspection completed | Non-Lead - Plastic | Unknown | No build date recorded/visual inspection completed | Non-Lead | No | No |  |  | No |  | No
LSLI3289 | 113 | Dawn B Out of Bounds | Horseshoe Bay | 78657 |  |  |  | Non-Lead - Plastic | Don't Know | Unknown | No build date recorded/visual inspection completed | Non-Lead - Plastic | Unknown | No build date recorded/visual inspection completed | Non-Lead | No | No |  |  | No |  | No
LSLI3290 | 116 | Dawn C El Jardine | Horseshoe Bay | 78657 |  |  |  | Non-Lead - Plastic | Don't Know | Unknown | No build date recorded/visual inspection completed | Non-Lead - Plastic | Unknown | No build date recorded/visual inspection completed | Non-Lead | No | No |  |  | No |  | No
LSLI3291 | 116 | Dawn D El Jardine | Horseshoe Bay | 78657 |  |  |  | Non-Lead - Plastic | Don't Know | Unknown | No build date recorded/visual inspection completed | Non-Lead - Plastic | Unknown | No build date recorded/visual inspection completed | Non-Lead | No | No |  |  | No |  | No
LSLI3292 | 113 | Dawn E Out of Bounds | Horseshoe Bay | 78657 |  |  |  | Non-Lead - Plastic | Don't Know | Unknown | No build date recorded/visual inspection completed | Non-Lead - Plastic | Unknown | No build date recorded/visual inspection completed | Non-Lead | No | No |  |  | No |  | No
LSLI3293 | 112 | Dawn J Hacienda | Horseshoe Bay | 78657 |  |  |  | Non-Lead - Plastic | Don't Know | Unknown | No build date recorded/visual inspection completed | Non-Lead - Plastic | Unknown | No build date recorded/visual inspection completed | Non-Lead | No | No |  |  | No |  | No
LSLI3294 | 1105 | Deep Shadows | Horseshoe Bay | 78657 |  |  |  | NO SERVICE | Don't Know | Unknown | No build date recorded/visual inspection completed | NO SERVICE | Unknown | No build date recorded/visual inspection completed | Non-Lead | No | No |  |  | No |  | No
LSLI3295 | 421 | Dew Drop | Horseshoe Bay | 78657 |  |  |  | Non-Lead - Plastic | Don't Know | Unknown | No build date recorded/visual inspection completed | Non-Lead - Plastic | Unknown | No build date recorded/visual inspection completed | Non-Lead | No | No |  |  | No |  | No
LSLI3296 | 2509 | Diagonal 3 Tranquil Bay | Horseshoe Bay | 78657 |  |  |  | Non-Lead - Plastic | Don't Know | Unknown | No build date recorded/visual inspection completed | Non-Lead - Plastic | Unknown | No build date recorded/visual inspection completed | Non-Lead | No | No |  |  | No |  | No
LSLI3297 | 2509 | Diagonal 6 Tranquil Bay | Horseshoe Bay | 78657 |  |  |  | Non-Lead - Plastic | Don't Know | Unknown | No build date recorded/visual inspection completed | Non-Lead - Plastic | Unknown | No build date recorded/visual inspection completed | Non-Lead | No | No |  |  | No |  | No
LSLI3298 | 2509 | Diagonal 9 Tranquil Bay | Horseshoe Bay | 78657 |  |  |  | Non-Lead - Plastic | Don't Know | Unknown | No build date recorded/visual inspection completed | Non-Lead - Plastic | Unknown | No build date recorded/visual inspection completed | Non-Lead | No | No |  |  | No |  | No
LSLI3299 | 2512 | Diagonal 1 Palm Villa | Horseshoe Bay | 78657 |  |  |  | Non-Lead - Plastic | Don't Know | Unknown | No build date recorded/visual inspection completed | Non-Lead - Plastic | Unknown | No build date recorded/visual inspection completed | Non-Lead | No | No |  |  | No |  | No
LSLI3300 | 2509 | Diagonal 10 Tranquil Bay | Horseshoe Bay | 78657 |  |  |  | Non-Lead - Plastic | Don't Know | Unknown | No build date recorded/visual inspection completed | Non-Lead - Plastic | Unknown | No build date recorded/visual inspection completed | Non-Lead | No | No |  |  | No |  | No
LSLI3301 | 2509 | Diagonal 14 Tranquil Bay | Horseshoe Bay | 78657 |  |  |  | Non-Lead - Plastic | Don't Know | Unknown | No build date recorded/visual inspection completed | Non-Lead - Plastic | Unknown | No build date recorded/visual inspection completed | Non-Lead | No | No |  |  | No |  | No
LSLI3302 | 2513 | Diagonal A Island Village | Horseshoe Bay | 78657 |  |  |  | Non-Lead - Plastic | Don't Know | Unknown | No build date recorded/visual inspection completed | Non-Lead - Plastic | Unknown | No build date recorded/visual inspection completed | Non-Lead | No | No |  |  | No |  | No
LSLI3303 | 2513 | Diagonal J Island Village | Horseshoe Bay | 78657 |  |  |  | Non-Lead - Plastic | Don't Know | Unknown | No build date recorded/visual inspection completed | Non-Lead - Plastic | Unknown | No build date recorded/visual inspection completed | Non-Lead | No | No |  |  | No |  | No
LSLI3304 | 2513 | Diagonal L Island Village | Horseshoe Bay | 78657 |  |  |  | Non-Lead - Plastic | Don't Know | Unknown | No build date recorded/visual inspection completed | Non-Lead - Plastic | Unknown | No build date recorded/visual inspection completed | Non-Lead | No | No |  |  | No |  | No
LSLI3305 | 2512 | Diagonal Pool Palm Villa | Horseshoe Bay | 78657 |  |  |  | Non-Lead - Plastic | Don't Know | Unknown | No build date recorded/visual inspection completed | Non-Lead - Plastic | Unknown | No build date recorded/visual inspection completed | Non-Lead | No | No |  |  | No |  | No
LSLI3306 | 2410 | Diagonal Wenmohs House | Horseshoe Bay | 78657 |  |  |  | NO SERVICE | Don't Know | Unknown | No build date recorded/visual inspection completed | NO SERVICE | Unknown | No build date recorded/visual inspection completed | Non-Lead | No | No |  |  | No |  | No
LSLI3307 | 112 | Diamond Hill | Horseshoe Bay | 78657 |  |  |  | Non-Lead - Plastic | Don't Know | Unknown | No build date recorded/visual inspection completed | Non-Lead - Plastic | Unknown | No build date recorded/visual inspection completed | Non-Lead | No | No |  |  | No |  | No
LSLI3308 | 117 | Diamond Hill | Horseshoe Bay | 78657 |  |  |  | NO SERVICE | Don't Know | Unknown | No build date recorded/visual inspection completed | NO SERVICE | Unknown | No build date recorded/visual inspection completed | Non-Lead | No | No |  |  | No |  | No
LSLI3309 | 2214 | Doe | Horseshoe Bay | 78657 |  |  |  | Non-Lead - Other | Don't Know | Unknown | No build date recorded/visual inspection completed | Non-Lead - Other | Unknown | No build date recorded/visual inspection completed | Non-Lead | No | No |  |  | No |  | No
LSLI3310 | 310 | Dogie Dr B Bay Hill | Horseshoe Bay | 78657 |  |  |  | Non-Lead - Plastic | Don't Know | Unknown | No build date recorded/visual inspection completed | Non-Lead - Plastic | Unknown | No build date recorded/visual inspection completed | Non-Lead | No | No |  |  | No |  | No
LSLI3311 | 304 | Dogie Dr B Prima Cas | Horseshoe Bay | 78657 |  |  |  | Non-Lead - Plastic | Don't Know | Unknown | No build date recorded/visual inspection completed | Non-Lead - Plastic | Unknown | No build date recorded/visual inspection completed | Non-Lead | No | No |  |  | No |  | No
LSLI3312 | 310 | Dogie Dr C Bay Hill | Horseshoe Bay | 78657 |  |  |  | Non-Lead - Plastic | Don't Know | Unknown | No build date recorded/visual inspection completed | Non-Lead - Plastic | Unknown | No build date recorded/visual inspection completed | Non-Lead | No | No |  |  | No |  | No
LSLI3313 | 221 | Dominion Dr | Horseshoe Bay | 78657 |  |  |  | Non-Lead - Plastic | Don't Know | Unknown | No build date recorded/visual inspection completed | Non-Lead - Plastic | Unknown | No build date recorded/visual inspection completed | Non-Lead | No | No |  |  | No |  | No
LSLI3314 | 227 | Dominion Dr | Horseshoe Bay | 78657 |  |  |  | Non-Lead - Plastic | Don't Know | Unknown | No build date recorded/visual inspection completed | Non-Lead - Plastic | Unknown | No build date recorded/visual inspection completed | Non-Lead | No | No |  |  | No |  | No
LSLI3315 | 233 | Dominion Dr | Horseshoe Bay | 78657 |  |  |  | Non-Lead - Plastic | Don't Know | Unknown | No build date recorded/visual inspection completed | Non-Lead - Plastic | Unknown | No build date recorded/visual inspection completed | Non-Lead | No | No |  |  | No |  | No
LSLI3316 | 3411 | Douglas Dr | Horseshoe Bay | 78657 |  |  |  | Non-Lead - Plastic | Don't Know | Unknown | No build date recorded/visual inspection completed | Non-Lead - Plastic | Unknown | No build date recorded/visual inspection completed | Non-Lead | No | No |  |  | No |  | No
LSLI3317 | 3505 | Douglas Dr | Horseshoe Bay | 78657 |  |  |  | Non-Lead - Plastic | Don't Know | Unknown | No build date recorded/visual inspection completed | Non-Lead - Plastic | Unknown | No build date recorded/visual inspection completed | Non-Lead | No | No |  |  | No |  | No
LSLI3318 | 3511 | Douglas Dr | Horseshoe Bay | 78657 |  |  |  | Non-Lead - Plastic | Don't Know | Unknown | No build date recorded/visual inspection completed | Non-Lead - Plastic | Unknown | No build date recorded/visual inspection completed | Non-Lead | No | No |  |  | No |  | No
LSLI3319 | 3607 | Douglas Dr | Horseshoe Bay | 78657 |  |  |  | Non-Lead - Plastic | Don't Know | Unknown | No build date recorded/visual inspection completed | Non-Lead - Plastic | Unknown | No build date recorded/visual inspection completed | Non-Lead | No | No |  |  | No |  | No
LSLI3320 | 3008 | Driftwood | Horseshoe Bay | 78657 |  |  |  | Non-Lead - Plastic | Don't Know | Unknown | No build date recorded/visual inspection completed | Non-Lead - Plastic | Unknown | No build date recorded/visual inspection completed | Non-Lead | No | No |  |  | No |  | No
LSLI3321 | 104 | Eagle | Horseshoe Bay | 78657 |  |  |  | Non-Lead - Plastic | Don't Know | Unknown | No build date recorded/visual inspection completed | Non-Lead - Plastic | Unknown | No build date recorded/visual inspection completed | Non-Lead | No | No |  |  | No |  | No
LSLI3322 | 106 | Eagle | Horseshoe Bay | 78657 |  |  |  | Non-Lead - Plastic | Don't Know | Unknown | No build date recorded/visual inspection completed | Non-Lead - Plastic | Unknown | No build date recorded/visual inspection completed | Non-Lead | No | No |  |  | No |  | No
LSLI3323 | 107 | Eagle | Horseshoe Bay | 78657 |  |  |  | Non-Lead - Plastic | Don't Know | Unknown | No build date recorded/visual inspection completed | Non-Lead - Plastic | Unknown | No build date recorded/visual inspection completed | Non-Lead | No | No |  |  | No |  | No
LSLI3324 | 109 | Eagle | Horseshoe Bay | 78657 |  |  |  | Non-Lead - Plastic | Don't Know | Unknown | No build date recorded/visual inspection completed | Non-Lead - Plastic | Unknown | No build date recorded/visual inspection completed | Non-Lead | No | No |  |  | No |  | Yes | Tier 1
LSLI3325 | 103 | El Paso | Horseshoe Bay | 78657 |  |  |  | Non-Lead - Plastic | Don't Know | Unknown | No build date recorded/visual inspection completed | Non-Lead - Plastic | Unknown | No build date recorded/visual inspection completed | Non-Lead | No | No |  |  | No |  | No
LSLI3326 | 703 | Fallow | Horseshoe Bay | 78657 |  |  |  | Non-Lead - Plastic | Don't Know | Unknown | No build date recorded/visual inspection completed | Non-Lead - Plastic | Unknown | No build date recorded/visual inspection completed | Non-Lead | No | No |  |  | No |  | No
LSLI3327 | 720 | Fallow | Horseshoe Bay | 78657 |  |  |  | Non-Lead - Plastic | Don't Know | Unknown | No build date recorded/visual inspection completed | Non-Lead - Plastic | Unknown | No build date recorded/visual inspection completed | Non-Lead | No | No |  |  | No |  | No
LSLI3328 | 802 | Fallow | Horseshoe Bay | 78657 |  |  |  | Non-Lead - Plastic | Don't Know | Unknown | No build date recorded/visual inspection completed | Non-Lead - Plastic | Unknown | No build date recorded/visual inspection completed | Non-Lead | No | No |  |  | No |  | No
LSLI3329 | 805 | Fallow | Horseshoe Bay | 78657 |  |  |  | Non-Lead - Plastic | Don't Know | Unknown | No build date recorded/visual inspection completed | Non-Lead - Plastic | Unknown | No build date recorded/visual inspection completed | Non-Lead | No | No |  |  | No |  | No
LSLI3330 | 806 | Fallow | Horseshoe Bay | 78657 |  |  |  | Non-Lead - Plastic | Don't Know | Unknown | No build date recorded/visual inspection completed | Non-Lead - Plastic | Unknown | No build date recorded/visual inspection completed | Non-Lead | No | No |  |  | No |  | No
LSLI3331 | 807 | Fallow | Horseshoe Bay | 78657 |  |  |  | Non-Lead - Plastic | Don't Know | Unknown | No build date recorded/visual inspection completed | Non-Lead - Plastic | Unknown | No build date recorded/visual inspection completed | Non-Lead | No | No |  |  | No |  | No
LSLI3332 | 809 | Fallow | Horseshoe Bay | 78657 |  |  |  | Non-Lead - Plastic | Don't Know | Unknown | No build date recorded/visual inspection completed | Non-Lead - Plastic | Unknown | No build date recorded/visual inspection completed | Non-Lead | No | No |  |  | No |  | No
LSLI3333 | 811 | Fallow | Horseshoe Bay | 78657 |  |  |  | Non-Lead - Plastic | Don't Know | Unknown | No build date recorded/visual inspection completed | Non-Lead - Plastic | Unknown | No build date recorded/visual inspection completed | Non-Lead | No | No |  |  | No |  | No
LSLI3334 | 812 | Fallow | Horseshoe Bay | 78657 |  |  |  | Non-Lead | Don't Know | Unknown | No build date recorded/visual inspection completed | Non-Lead - Plastic | Unknown | No build date recorded/visual inspection completed | Non-Lead | No | No |  |  | No |  | Yes | Tier 1
LSLI3335 | 816 | Fallow | Horseshoe Bay | 78657 |  |  |  | Non-Lead | Don't Know | Unknown | No build date recorded/visual inspection completed | Non-Lead - Plastic | Unknown | No build date recorded/visual inspection completed | Non-Lead | No | No |  |  | No |  | No
LSLI3336 | 101 | Far North Circle | Horseshoe Bay | 78657 |  |  |  | Non-Lead - Plastic | Don't Know | Unknown | No build date recorded/visual inspection completed | Non-Lead - Plastic | Unknown | No build date recorded/visual inspection completed | Non-Lead | No | No |  |  | No |  | No
LSLI3337 | 102 | Far North Circle | Horseshoe Bay | 78657 |  |  |  | Non-Lead - Plastic | Don't Know | Unknown | No build date recorded/visual inspection completed | Non-Lead - Plastic | Unknown | No build date recorded/visual inspection completed | Non-Lead | No | No |  |  | No |  | No
LSLI3338 | 109 | Far North Circle | Horseshoe Bay | 78657 |  |  |  | Non-Lead - Plastic | Don't Know | Unknown | No build date recorded/visual inspection completed | Non-Lead - Plastic | Unknown | No build date recorded/visual inspection completed | Non-Lead | No | No |  |  | No |  | No
LSLI3339 | 1304 | Far West Rd. | Horseshoe Bay | 78657 |  |  |  | Non-Lead - Plastic | Don't Know | Unknown | No build date recorded/visual inspection completed | Non-Lead - Other | Unknown | No build date recorded/visual inspection completed | Non-Lead | No | No |  |  | No |  | Yes | Tier 1
LSLI3340 | 1306 | Far West Rd. | Horseshoe Bay | 78657 |  |  |  | Non-Lead - Plastic | Don't Know | Unknown | No build date recorded/visual inspection completed | Non-Lead - Plastic | Unknown | No build date recorded/visual inspection completed | Non-Lead | No | No |  |  | No |  | Yes | Tier 1
LSLI3341 | 1407 | Far West Rd. | Horseshoe Bay | 78657 |  |  |  | Non-Lead - Plastic | Don't Know | Unknown | No build date recorded/visual inspection completed | Non-Lead - Plastic | Unknown | No build date recorded/visual inspection completed | Non-Lead | No | No |  |  | No |  | No
LSLI3342 | 1505 | Far West Rd. | Horseshoe Bay | 78657 |  |  |  | Non-Lead - Plastic | Don't Know | Unknown | No build date recorded/visual inspection completed | Non-Lead - Plastic | Unknown | No build date recorded/visual inspection completed | Non-Lead | No | No |  |  | No |  | No
LSLI3343 | 1700 | Fault Line Dr | Horseshoe Bay | 78657 |  |  |  | Non-Lead - Plastic | Don't Know | Unknown | No build date recorded/visual inspection completed | Non-Lead - Plastic | Unknown | No build date recorded/visual inspection completed | Non-Lead | No | No |  |  | No |  | No
LSLI3344 | 1803 | Fault Line Dr | Horseshoe Bay | 78657 |  |  |  | Non-Lead - Plastic | Don't Know | Unknown | No build date recorded/visual inspection completed | Non-Lead - Plastic | Unknown | No build date recorded/visual inspection completed | Non-Lead | No | No |  |  | No |  | No
LSLI3345 | 1807 | Fault Line Dr | Horseshoe Bay | 78657 |  |  |  | Non-Lead - Plastic | Don't Know | Unknown | No build date recorded/visual inspection completed | Non-Lead - Plastic | Unknown | No build date recorded/visual inspection completed | Non-Lead | No | No |  |  | No |  | No
LSLI3346 | 2003 | Fault Line Dr | Horseshoe Bay | 78657 |  |  |  | Non-Lead - Plastic | Don't Know | Unknown | No build date recorded/visual inspection completed | Non-Lead - Plastic | Unknown | No build date recorded/visual inspection completed | Non-Lead | No | No |  |  | No |  | No
LSLI3347 | 230 | Fault Line Dr | Horseshoe Bay | 78657 |  |  |  | Non-Lead - Plastic | Don't Know | Unknown | No build date recorded/visual inspection completed | Non-Lead - Plastic | Unknown | No build date recorded/visual inspection completed | Non-Lead | No | No |  |  | No |  | No
LSLI3348 | 2317 | Fault Line Dr | Horseshoe Bay | 78657 |  |  |  | Non-Lead - Plastic | Don't Know | Unknown | No build date recorded/visual inspection completed | Non-Lead - Plastic | Unknown | No build date recorded/visual inspection completed | Non-Lead | No | No |  |  | No |  | No
LSLI3349 | 2608 | Fault Line Dr | Horseshoe Bay | 78657 |  |  |  | Non-Lead - Plastic | Don't Know | Unknown | No build date recorded/visual inspection completed | Non-Lead - Plastic | Unknown | No build date recorded/visual inspection completed | Non-Lead | No | No |  |  | No |  | No
LSLI3350 | 300 | Fault Line Dr | Horseshoe Bay | 78657 |  |  |  | Non-Lead - Plastic | Don't Know | Unknown | No build date recorded/visual inspection completed | Non-Lead - Plastic | Unknown | No build date recorded/visual inspection completed | Non-Lead | No | No |  |  | No |  | No
LSLI3351 | 907 | Fault Line Dr | Horseshoe Bay | 78657 |  |  |  | Non-Lead - Plastic | Don't Know | Unknown | No build date recorded/visual inspection completed | Non-Lead - Plastic | Unknown | No build date recorded/visual inspection completed | Non-Lead | No | No |  |  | No |  | No
LSLI3352 | 1107 | Fault Line Dr 1 Los Palos Altos | Horseshoe Bay | 78657 |  |  |  | Non-Lead - Plastic | Don't Know | Unknown | No build date recorded/visual inspection completed | Non-Lead - Plastic | Unknown | No build date recorded/visual inspection completed | Non-Lead | No | No |  |  | No |  | No
LSLI3353 | 1107 | Fault Line Dr 3 Los Palos Altos | Horseshoe Bay | 78657 |  |  |  | Non-Lead - Plastic | Don't Know | Unknown | No build date recorded/visual inspection completed | Non-Lead - Plastic | Unknown | No build date recorded/visual inspection completed | Non-Lead | No | No |  |  | No |  | No
LSLI3354 | 1107 | Fault Line Dr 6 Los Palos Altos | Horseshoe Bay | 78657 |  |  |  | Non-Lead - Plastic | Don't Know | Unknown | No build date recorded/visual inspection completed | Non-Lead - Plastic | Unknown | No build date recorded/visual inspection completed | Non-Lead | No | No |  |  | No |  | No
LSLI3355 | 400 | Fault Line Dr A | Horseshoe Bay | 78657 |  |  |  | Non-Lead - Plastic | Don't Know | Unknown | No build date recorded/visual inspection completed | Non-Lead - Plastic | Unknown | No build date recorded/visual inspection completed | Non-Lead | No | No |  |  | No |  | No
LSLI3356 | 302 | Fault Line Dr A Deer Chase | Horseshoe Bay | 78657 |  |  |  | Non-Lead - Plastic | Don't Know | Unknown | No build date recorded/visual inspection completed | Non-Lead - Plastic | Unknown | No build date recorded/visual inspection completed | Non-Lead | No | No |  |  | No |  | No
LSLI3357 | 302 | Fault Line Dr C Deer Chase | Horseshoe Bay | 78657 |  |  |  | Non-Lead - Plastic | Don't Know | Unknown | No build date recorded/visual inspection completed | Non-Lead - Plastic | Unknown | No build date recorded/visual inspection completed | Non-Lead | No | No |  |  | No |  | No
LSLI3358 | 302 | Fault Line Dr D Deer Chase | Horseshoe Bay | 78657 |  |  |  | Non-Lead - Plastic | Don't Know | Unknown | No build date recorded/visual inspection completed | Non-Lead - Plastic | Unknown | No build date recorded/visual inspection completed | Non-Lead | No | No |  |  | No |  | No
LSLI3359 | 708 | Fawn | Horseshoe Bay | 78657 |  |  |  | Non-Lead - Plastic | Don't Know | Unknown | No build date recorded/visual inspection completed | Non-Lead - Plastic | Unknown | No build date recorded/visual inspection completed | Non-Lead | No | No |  |  | No |  | No
LSLI3360 | 721 | Fawn | Horseshoe Bay | 78657 |  |  |  | Non-Lead - Plastic | Don't Know | Unknown | No build date recorded/visual inspection completed | Non-Lead - Plastic | Unknown | No build date recorded/visual inspection completed | Non-Lead | No | No |  |  | No |  | Yes | Tier 1
LSLI3361 | 316 | Fieldspar | Horseshoe Bay | 78657 |  |  |  | Non-Lead - Plastic | Don't Know | Unknown | No build date recorded/visual inspection completed | Non-Lead - Plastic | Unknown | No build date recorded/visual inspection completed | Non-Lead | No | No |  |  | No |  | No
LSLI3362 | 304 | Fire Dance | Horseshoe Bay | 78657 |  |  |  | Non-Lead - Plastic | Don't Know | Unknown | No build date recorded/visual inspection completed | Non-Lead - Plastic | Unknown | No build date recorded/visual inspection completed | Non-Lead | No | No |  |  | No |  | No
LSLI3363 | 311 | Fire Dance | Horseshoe Bay | 78657 |  |  |  | Non-Lead - Plastic | Don't Know | Unknown | No build date recorded/visual inspection completed | Non-Lead - Plastic | Unknown | No build date recorded/visual inspection completed | Non-Lead | No | No |  |  | No |  | No
LSLI3364 | 400 | Fire Dance | Horseshoe Bay | 78657 |  |  |  | Non-Lead - Plastic | Don't Know | Unknown | No build date recorded/visual inspection completed | Non-Lead - Plastic | Unknown | No build date recorded/visual inspection completed | Non-Lead | No | No |  |  | No |  | No
LSLI3365 | 419 | Fissure | Horseshoe Bay | 78657 |  |  |  | Non-Lead - Plastic | Don't Know | Unknown | No build date recorded/visual inspection completed | Non-Lead - Plastic | Unknown | No build date recorded/visual inspection completed | Non-Lead | No | No |  |  | No |  | No
LSLI3366 | 509 | Flintstone | Horseshoe Bay | 78657 |  |  |  | Non-Lead - Plastic | Don't Know | Unknown | No build date recorded/visual inspection completed | Non-Lead - Plastic | Unknown | No build date recorded/visual inspection completed | Non-Lead | No | No |  |  | No |  | No
LSLI3367 | 512 | Flintstone | Horseshoe Bay | 78657 |  |  |  | NO SERVICE | Don't Know | Unknown | No build date recorded/visual inspection completed | NO SERVICE | Unknown | No build date recorded/visual inspection completed | Non-Lead | No | No |  |  | No |  | No
LSLI3368 | 124 | Florentine | Horseshoe Bay | 78657 |  |  |  | Non-Lead - Plastic | Don't Know | Unknown | No build date recorded/visual inspection completed | Non-Lead - Plastic | Unknown | No build date recorded/visual inspection completed | Non-Lead | No | No |  |  | No |  | No
LSLI3369 | 127 | Florentine | Horseshoe Bay | 78657 |  |  |  | Non-Lead - Plastic | Don't Know | Unknown | No build date recorded/visual inspection completed | Non-Lead - Plastic | Unknown | No build date recorded/visual inspection completed | Non-Lead | No | No |  |  | No |  | No
LSLI3370 | 131 | Florentine | Horseshoe Bay | 78657 |  |  |  | Non-Lead - Plastic | Don't Know | Unknown | No build date recorded/visual inspection completed | Non-Lead - Plastic | Unknown | No build date recorded/visual inspection completed | Non-Lead | No | No |  |  | No |  | No
LSLI3371 | 203 | Florentine | Horseshoe Bay | 78657 |  |  |  | Non-Lead - Plastic | Don't Know | Unknown | No build date recorded/visual inspection completed | Non-Lead - Plastic | Unknown | No build date recorded/visual inspection completed | Non-Lead | No | No |  |  | No |  | No
LSLI3372 | 204 | Florentine | Horseshoe Bay | 78657 |  |  |  | Non-Lead - Plastic | Don't Know | Unknown | No build date recorded/visual inspection completed | Non-Lead - Plastic | Unknown | No build date recorded/visual inspection completed | Non-Lead | No | No |  |  | No |  | No
LSLI3373 | 307 | Florentine | Horseshoe Bay | 78657 |  |  |  | Non-Lead - Plastic | Don't Know | Unknown | No build date recorded/visual inspection completed | Non-Lead - Plastic | Unknown | No build date recorded/visual inspection completed | Non-Lead | No | No |  |  | No |  | No
LSLI3374 | 400 | Florentine | Horseshoe Bay | 78657 |  |  |  | Non-Lead - Plastic | Don't Know | Unknown | No build date recorded/visual inspection completed | Non-Lead - Other | Unknown | No build date recorded/visual inspection completed | Non-Lead | No | No |  |  | No |  | No
LSLI3375 | 412 | Florentine | Horseshoe Bay | 78657 |  |  |  | Non-Lead - Other | Don't Know | Unknown | No build date recorded/visual inspection completed | Non-Lead - Plastic | Unknown | No build date recorded/visual inspection completed | Non-Lead | No | No |  |  | No |  | No
LSLI3376 | 506 | Fools Gold | Horseshoe Bay | 78657 |  |  |  | Non-Lead - Copper | Don't Know | Unknown | No build date recorded/visual inspection completed | Non-Lead - Copper | Unknown | No build date recorded/visual inspection completed | Non-Lead | Don't Know | Don't Know |  |  | No |  | No
LSLI3377 | 1404 | Fox Foot | Horseshoe Bay | 78657 |  |  |  | Non-Lead | Don't Know | Unknown | No build date recorded/visual inspection completed | Non-Lead - Other | Unknown | No build date recorded/visual inspection completed | Non-Lead | No | No |  |  | No |  | No
LSLI3378 | 104 | Free Rein | Horseshoe Bay | 78657 |  |  |  | NO SERVICE | Don't Know | Unknown | No build date recorded/visual inspection completed | NO SERVICE | Unknown | No build date recorded/visual inspection completed | Non-Lead | No | No |  |  | No |  | No
LSLI3379 | 502 | Free Rein | Horseshoe Bay | 78657 |  |  |  | Non-Lead - Plastic | Don't Know | Unknown | No build date recorded/visual inspection completed | Non-Lead - Plastic | Unknown | No build date recorded/visual inspection completed | Non-Lead | No | No |  |  | No |  | No
LSLI3380 | 511 | Free Rein | Horseshoe Bay | 78657 |  |  |  | Non-Lead - Plastic | Don't Know | Unknown | No build date recorded/visual inspection completed | Non-Lead - Plastic | Unknown | No build date recorded/visual inspection completed | Non-Lead | No | No |  |  | No |  | No
LSLI3381 | 207 | Free Rein 2 | Horseshoe Bay | 78657 |  |  |  | Non-Lead - Other | Don't Know | Unknown | No build date recorded/visual inspection completed | Non-Lead - Plastic | Unknown | No build date recorded/visual inspection completed | Non-Lead | No | No |  |  | No |  | No
LSLI3382 | 601 | Free Rein 1 Brantford | Horseshoe Bay | 78657 |  |  |  | Non-Lead - Plastic | Don't Know | Unknown | No build date recorded/visual inspection completed | Non-Lead - Plastic | Unknown | No build date recorded/visual inspection completed | Non-Lead | No | No |  |  | No |  | No
LSLI3383 | 606 | Free Rein / unit 2 | Horseshoe Bay | 78657 |  |  |  | Non-Lead - Plastic | Don't Know | Unknown | No build date recorded/visual inspection completed | Non-Lead - Plastic | Unknown | No build date recorded/visual inspection completed | Non-Lead | No | No |  |  | No |  | No
LSLI3384 | 201 | Free Rein A | Horseshoe Bay | 78657 |  |  |  | Non-Lead - Plastic | Don't Know | Unknown | No build date recorded/visual inspection completed | Non-Lead - Plastic | Unknown | No build date recorded/visual inspection completed | Non-Lead | No | No |  |  | No |  | No
LSLI3385 | 210 | Free Rein C Baycourt | Horseshoe Bay | 78657 |  |  |  | Non-Lead - Plastic | Don't Know | Unknown | No build date recorded/visual inspection completed | Non-Lead - Plastic | Unknown | No build date recorded/visual inspection completed | Non-Lead | No | No |  |  | No |  | No
LSLI3386 | 200 | Free Rein Centercourt | Horseshoe Bay | 78657 |  |  |  | Non-Lead - Plastic | Don't Know | Unknown | No build date recorded/visual inspection completed | Non-Lead - Plastic | Unknown | No build date recorded/visual inspection completed | Non-Lead | No | No |  |  | No |  | No
LSLI3387 | 210 | Free Rein D Baycourt | Horseshoe Bay | 78657 |  |  |  | Non-Lead - Plastic | Don't Know | Unknown | No build date recorded/visual inspection completed | Non-Lead | Unknown | No build date recorded/visual inspection completed | Non-Lead | No | No |  |  | No |  | No
LSLI3388 | 206 | Full Moon | Horseshoe Bay | 78657 |  |  |  | Non-Lead - Plastic | Don't Know | Unknown | No build date recorded/visual inspection completed | Non-Lead - Plastic | Unknown | No build date recorded/visual inspection completed | Non-Lead | No | No |  |  | No |  | No
LSLI3389 | 209 | Full Moon | Horseshoe Bay | 78657 |  |  |  | Non-Lead - Plastic | Don't Know | Unknown | No build date recorded/visual inspection completed | Non-Lead - Plastic | Unknown | No build date recorded/visual inspection completed | Non-Lead | No | No |  |  | No |  | No
LSLI3390 | 200 | Full Moon 1 Hillside | Horseshoe Bay | 78657 |  |  |  | Non-Lead - Plastic | Don't Know | Unknown | No build date recorded/visual inspection completed | Non-Lead - Plastic | Unknown | No build date recorded/visual inspection completed | Non-Lead | No | No |  |  | No |  | No
LSLI3391 | 200 | Full Moon 5 Hillside | Horseshoe Bay | 78657 |  |  |  | Non-Lead - Plastic | Don't Know | Unknown | No build date recorded/visual inspection completed | Non-Lead - Plastic | Unknown | No build date recorded/visual inspection completed | Non-Lead | No | No |  |  | No |  | No
LSLI3392 | 200 | Full Moon 6 Hillside | Horseshoe Bay | 78657 |  |  |  | Non-Lead - Copper | Don't Know | Unknown | No build date recorded/visual inspection completed | Non-Lead - Copper | Unknown | No build date recorded/visual inspection completed | Non-Lead | Don't Know | Don't Know |  |  | No |  | No
LSLI3393 | 200 | Full Moon 10 Hillside | Horseshoe Bay | 78657 |  |  |  | Non-Lead - Plastic | Don't Know | Unknown | No build date recorded/visual inspection completed | Non-Lead - Plastic | Unknown | No build date recorded/visual inspection completed | Non-Lead | No | No |  |  | No |  | No
LSLI3394 | 2403 | Gazelle | Horseshoe Bay | 78657 |  |  |  | Non-Lead - Plastic | Don't Know | Unknown | No build date recorded/visual inspection completed | Non-Lead - Plastic | Unknown | No build date recorded/visual inspection completed | Non-Lead | No | No |  |  | No |  | No
LSLI3395 | 103 | Geronimo | Horseshoe Bay | 78657 |  |  |  | Non-Lead - Plastic | Don't Know | Unknown | No build date recorded/visual inspection completed | Non-Lead - Plastic | Unknown | No build date recorded/visual inspection completed | Non-Lead | No | No |  |  | No |  | No
LSLI3396 | 801 | Grassy Knoll B Crksi | Horseshoe Bay | 78657 |  |  |  | Non-Lead - Plastic | Don't Know | Unknown | No build date recorded/visual inspection completed | Non-Lead - Plastic | Unknown | No build date recorded/visual inspection completed | Non-Lead | No | No |  |  | No |  | No
LSLI3397 | 801 | Grassy Knoll C Crksi | Horseshoe Bay | 78657 |  |  |  | Non-Lead - Plastic | Don't Know | Unknown | No build date recorded/visual inspection completed | Non-Lead - Plastic | Unknown | No build date recorded/visual inspection completed | Non-Lead | No | No |  |  | No |  | No
LSLI3398 | 400 | Great Western | Horseshoe Bay | 78657 |  |  |  | Non-Lead - Plastic | Don't Know | Unknown | No build date recorded/visual inspection completed | Non-Lead - Plastic | Unknown | No build date recorded/visual inspection completed | Non-Lead | No | No |  |  | No |  | No
LSLI3399 | 406 | Great Western | Horseshoe Bay | 78657 |  |  |  | Non-Lead - Plastic | Don't Know | Unknown | No build date recorded/visual inspection completed | Non-Lead - Plastic | Unknown | No build date recorded/visual inspection completed | Non-Lead | No | No |  |  | No |  | No
LSLI3400 | 601 | Green Leaf | Horseshoe Bay | 78657 |  |  |  | Non-Lead - Plastic | Don't Know | Unknown | No build date recorded/visual inspection completed | Non-Lead - Plastic | Unknown | No build date recorded/visual inspection completed | Non-Lead | No | No |  |  | No |  | No
LSLI3401 | 1610 | H20 | Horseshoe Bay | 78657 |  |  |  | Non-Lead - Plastic | Don't Know | Unknown | No build date recorded/visual inspection completed | Non-Lead - Plastic | Unknown | No build date recorded/visual inspection completed | Non-Lead | No | No |  |  | No |  | No
LSLI3402 | 205 | Half Moon | Horseshoe Bay | 78657 |  |  |  | Non-Lead - Plastic | Don't Know | Unknown | No build date recorded/visual inspection completed | Non-Lead - Plastic | Unknown | No build date recorded/visual inspection completed | Non-Lead | No | No |  |  | No |  | No
LSLI3403 | 208 | Half Moon | Horseshoe Bay | 78657 |  |  |  | Non-Lead - Plastic | Don't Know | Unknown | No build date recorded/visual inspection completed | Non-Lead - Plastic | Unknown | No build date recorded/visual inspection completed | Non-Lead | No | No |  |  | No |  | No
LSLI3404 | 215 | Half Moon | Horseshoe Bay | 78657 |  |  |  | Non-Lead - Plastic | Don't Know | Unknown | No build date recorded/visual inspection completed | Non-Lead - Plastic | Unknown | No build date recorded/visual inspection completed | Non-Lead | No | No |  |  | No |  | No
LSLI3405 | 300 | Haney Trace | Horseshoe Bay | 78657 |  |  |  | Non-Lead - Plastic | Don't Know | Unknown | No build date recorded/visual inspection completed | Non-Lead - Other | Unknown | No build date recorded/visual inspection completed | Non-Lead | No | No |  |  | No |  | No
LSLI3406 | 408 | Haney Trace | Horseshoe Bay | 78657 |  |  |  | Non-Lead - Plastic | Don't Know | Unknown | No build date recorded/visual inspection completed | Non-Lead - Plastic | Unknown | No build date recorded/visual inspection completed | Non-Lead | No | No |  |  | No |  | No
LSLI3407 | 409 | Haney Trace | Horseshoe Bay | 78657 |  |  |  | Non-Lead - Plastic | Don't Know | Unknown | No build date recorded/visual inspection completed | Non-Lead - Plastic | Unknown | No build date recorded/visual inspection completed | Non-Lead | No | No |  |  | No |  | No
LSLI3408 | 100 | Harbor Light | Horseshoe Bay | 78657 |  |  |  | Non-Lead - Plastic | Don't Know | Unknown | No build date recorded/visual inspection completed | Non-Lead - Plastic | Unknown | No build date recorded/visual inspection completed | Non-Lead | No | No |  |  | No |  | No
LSLI3409 | 103 | Harbor Light | Horseshoe Bay | 78657 |  |  |  | Non-Lead - Plastic | Don't Know | Unknown | No build date recorded/visual inspection completed | Non-Lead - Plastic | Unknown | No build date recorded/visual inspection completed | Non-Lead | No | No |  |  | No |  | No
LSLI3410 | 104 | Harbor Light | Horseshoe Bay | 78657 |  |  |  | Non-Lead - Plastic | Don't Know | Unknown | No build date recorded/visual inspection completed | Non-Lead - Plastic | Unknown | No build date recorded/visual inspection completed | Non-Lead | No | No |  |  | No |  | No
LSLI3411 | 105 | Harbor Light | Horseshoe Bay | 78657 |  |  |  | Non-Lead - Plastic | Don't Know | Unknown | No build date recorded/visual inspection completed | Non-Lead - Plastic | Unknown | No build date recorded/visual inspection completed | Non-Lead | No | No |  |  | No |  | No
LSLI3412 | 115 | Harbor Light | Horseshoe Bay | 78657 |  |  |  | Non-Lead - Plastic | Don't Know | Unknown | No build date recorded/visual inspection completed | Non-Lead - Plastic | Unknown | No build date recorded/visual inspection completed | Non-Lead | No | No |  |  | No |  | No
LSLI3413 | 121 | Harbor Light | Horseshoe Bay | 78657 |  |  |  | NO SERVICE | Don't Know | Unknown | No build date recorded/visual inspection completed | NO SERVICE | Unknown | No build date recorded/visual inspection completed | Non-Lead | No | No |  |  | No |  | No
LSLI3414 | 122 | Harbor Light | Horseshoe Bay | 78657 |  |  |  | Non-Lead - Plastic | Don't Know | Unknown | No build date recorded/visual inspection completed | Non-Lead - Plastic | Unknown | No build date recorded/visual inspection completed | Non-Lead | No | No |  |  | No |  | No
LSLI3415 | 123 | Harbor Light | Horseshoe Bay | 78657 |  |  |  | Non-Lead - Plastic | Don't Know | Unknown | No build date recorded/visual inspection completed | Non-Lead - Plastic | Unknown | No build date recorded/visual inspection completed | Non-Lead | No | No |  |  | No |  | No
LSLI3416 | 201 | Harbor Light | Horseshoe Bay | 78657 |  |  |  | Non-Lead - Plastic | Don't Know | Unknown | No build date recorded/visual inspection completed | Non-Lead - Plastic | Unknown | No build date recorded/visual inspection completed | Non-Lead | No | No |  |  | No |  | No
LSLI3417 | 202 | Harbor Light | Horseshoe Bay | 78657 |  |  |  | Non-Lead - Plastic | Don't Know | Unknown | No build date recorded/visual inspection completed | Non-Lead - Plastic | Unknown | No build date recorded/visual inspection completed | Non-Lead | No | No |  |  | No |  | No
LSLI3418 | 205 | Harbor Light | Horseshoe Bay | 78657 |  |  |  | Non-Lead - Plastic | Don't Know | Unknown | No build date recorded/visual inspection completed | Non-Lead - Plastic | Unknown | No build date recorded/visual inspection completed | Non-Lead | No | No |  |  | No |  | No
LSLI3419 | 211 | Harbor Light | Horseshoe Bay | 78657 |  |  |  | Non-Lead - Plastic | Don't Know | Unknown | No build date recorded/visual inspection completed | Non-Lead - Plastic | Unknown | No build date recorded/visual inspection completed | Non-Lead | No | No |  |  | No |  | No
LSLI3420 | 216 | Harbor Light | Horseshoe Bay | 78657 |  |  |  | Non-Lead - Plastic | Don't Know | Unknown | No build date recorded/visual inspection completed | Non-Lead - Plastic | Unknown | No build date recorded/visual inspection completed | Non-Lead | No | No |  |  | No |  | No
LSLI3421 | 702 | Hawk Shadow | Horseshoe Bay | 78657 |  |  |  | Non-Lead - Plastic | Don't Know | Unknown | No build date recorded/visual inspection completed | Non-Lead - Plastic | Unknown | No build date recorded/visual inspection completed | Non-Lead | No | No |  |  | No |  | No
LSLI3422 | 801 | Hawk Shadow | Horseshoe Bay | 78657 |  |  |  | Non-Lead - Plastic | Don't Know | Unknown | No build date recorded/visual inspection completed | Non-Lead - Plastic | Unknown | No build date recorded/visual inspection completed | Non-Lead | No | No |  |  | No |  | No
LSLI3423 | 1117 | Hi Circle N | Horseshoe Bay | 78657 |  |  |  | Non-Lead - Plastic | Don't Know | Unknown | No build date recorded/visual inspection completed | Non-Lead - Plastic | Unknown | No build date recorded/visual inspection completed | Non-Lead | No | No |  |  | No |  | No
LSLI3424 | 1322 | Hi Circle N | Horseshoe Bay | 78657 |  |  |  | Non-Lead - Plastic | Don't Know | Unknown | No build date recorded/visual inspection completed | Non-Lead - Plastic | Unknown | No build date recorded/visual inspection completed | Non-Lead | No | No |  |  | No |  | No
LSLI3425 | 1404 | Hi Circle N | Horseshoe Bay | 78657 |  |  |  | Non-Lead - Plastic | Don't Know | Unknown | No build date recorded/visual inspection completed | Non-Lead - Plastic | Unknown | No build date recorded/visual inspection completed | Non-Lead | No | No |  |  | No |  | No
LSLI3426 | 1418 | Hi Circle N | Horseshoe Bay | 78657 |  |  |  | Non-Lead - Plastic | Don't Know | Unknown | No build date recorded/visual inspection completed | Non-Lead - Plastic | Unknown | No build date recorded/visual inspection completed | Non-Lead | No | No |  |  | No |  | No
LSLI3427 | 1429 | Hi Circle N | Horseshoe Bay | 78657 |  |  |  | Non-Lead - Plastic | Don't Know | Unknown | No build date recorded/visual inspection completed | Non-Lead - Plastic | Unknown | No build date recorded/visual inspection completed | Non-Lead | No | No |  |  | No |  | No
LSLI3428 | 304 | Hi Circle N | Horseshoe Bay | 78657 |  |  |  | Non-Lead - Plastic | Don't Know | Unknown | No build date recorded/visual inspection completed | Non-Lead - Plastic | Unknown | No build date recorded/visual inspection completed | Non-Lead | No | No |  |  | No |  | No
LSLI3429 | 406 | Hi Circle N | Horseshoe Bay | 78657 |  |  |  | Non-Lead - Plastic | Don't Know | Unknown | No build date recorded/visual inspection completed | Non-Lead - Plastic | Unknown | No build date recorded/visual inspection completed | Non-Lead | No | No |  |  | No |  | No
LSLI3430 | 503 | Hi Circle N | Horseshoe Bay | 78657 |  |  |  | Non-Lead - Plastic | Don't Know | Unknown | No build date recorded/visual inspection completed | Non-Lead - Plastic | Unknown | No build date recorded/visual inspection completed | Non-Lead | No | No |  |  | No |  | No
LSLI3431 | 601 | Hi Circle N | Horseshoe Bay | 78657 |  |  |  | Non-Lead - Plastic | Don't Know | Unknown | No build date recorded/visual inspection completed | Non-Lead | Unknown | No build date recorded/visual inspection completed | Non-Lead | No | No |  |  | No |  | No
LSLI3432 | 906 | Hi Circle N 1 Bay Vista | Horseshoe Bay | 78657 |  |  |  | Non-Lead - Plastic | Don't Know | Unknown | No build date recorded/visual inspection completed | Non-Lead - Plastic | Unknown | No build date recorded/visual inspection completed | Non-Lead | No | No |  |  | No |  | No
LSLI3433 | 1115 | Hi Circle N 1 | Horseshoe Bay | 78657 |  |  |  | Non-Lead - Plastic | Don't Know | Unknown | No build date recorded/visual inspection completed | Non-Lead - Plastic | Unknown | No build date recorded/visual inspection completed | Non-Lead | No | No |  |  | No |  | No
LSLI3434 | 1415 | Hi Circle N A | Horseshoe Bay | 78657 |  |  |  | Non-Lead - Plastic | Don't Know | Unknown | No build date recorded/visual inspection completed | Non-Lead - Plastic | Unknown | No build date recorded/visual inspection completed | Non-Lead | No | No |  |  | No |  | No
LSLI3435 | 609 | Hi Circle N A | Horseshoe Bay | 78657 |  |  |  | Non-Lead - Plastic | Don't Know | Unknown | No build date recorded/visual inspection completed | Non-Lead - Plastic | Unknown | No build date recorded/visual inspection completed | Non-Lead | No | No |  |  | No |  | No
LSLI3436 | 509 | Hi Circle N A Crossing | Horseshoe Bay | 78657 |  |  |  | Non-Lead - Plastic | Don't Know | Unknown | No build date recorded/visual inspection completed | Non-Lead - Plastic | Unknown | No build date recorded/visual inspection completed | Non-Lead | No | No |  |  | No |  | No
LSLI3437 | 613 | Hi Circle N A Crossing | Horseshoe Bay | 78657 |  |  |  | Non-Lead - Plastic | Don't Know | Unknown | No build date recorded/visual inspection completed | Non-Lead - Plastic | Unknown | No build date recorded/visual inspection completed | Non-Lead | No | No |  |  | No |  | No
LSLI3438 | 1217 | Hi Circle N B | Horseshoe Bay | 78657 |  |  |  | Non-Lead - Plastic | Don't Know | Unknown | No build date recorded/visual inspection completed | Non-Lead - Plastic | Unknown | No build date recorded/visual inspection completed | Non-Lead | No | No |  |  | No |  | No
LSLI3439 | 609 | Hi Circle N B | Horseshoe Bay | 78657 |  |  |  | Non-Lead - Plastic | Don't Know | Unknown | No build date recorded/visual inspection completed | Non-Lead - Plastic | Unknown | No build date recorded/visual inspection completed | Non-Lead | No | No |  |  | No |  | No
LSLI3440 | 509 | Hi Circle N B Crossing | Horseshoe Bay | 78657 |  |  |  | Non-Lead - Plastic | Don't Know | Unknown | No build date recorded/visual inspection completed | Non-Lead - Plastic | Unknown | No build date recorded/visual inspection completed | Non-Lead | No | No |  |  | No |  | No
LSLI3441 | 613 | Hi Circle N B Crossing | Horseshoe Bay | 78657 |  |  |  | Non-Lead - Plastic | Don't Know | Unknown | No build date recorded/visual inspection completed | Non-Lead - Plastic | Unknown | No build date recorded/visual inspection completed | Non-Lead | No | No |  |  | No |  | No
LSLI3442 | 509 | Hi Circle N C Crossing | Horseshoe Bay | 78657 |  |  |  | Non-Lead - Plastic | Don't Know | Unknown | No build date recorded/visual inspection completed | Non-Lead - Plastic | Unknown | No build date recorded/visual inspection completed | Non-Lead | No | No |  |  | No |  | No
LSLI3443 | 609 | Hi Circle N D | Horseshoe Bay | 78657 |  |  |  | Non-Lead - Plastic | Don't Know | Unknown | No build date recorded/visual inspection completed | Non-Lead - Plastic | Unknown | No build date recorded/visual inspection completed | Non-Lead | No | No |  |  | No |  | No
LSLI3444 | 613 | Hi Circle N E Crossing | Horseshoe Bay | 78657 |  |  |  | Non-Lead - Plastic | Don't Know | Unknown | No build date recorded/visual inspection completed | Non-Lead - Plastic | Unknown | No build date recorded/visual inspection completed | Non-Lead | No | No |  |  | No |  | No
LSLI3445 | 613 | Hi Circle N F Crossing | Horseshoe Bay | 78657 |  |  |  | Non-Lead - Plastic | Don't Know | Unknown | No build date recorded/visual inspection completed | Non-Lead - Plastic | Unknown | No build date recorded/visual inspection completed | Non-Lead | No | No |  |  | No |  | No
LSLI3446 | 305 | Hi Circle N Heron Cove | Horseshoe Bay | 78657 |  |  |  | Non-Lead - Plastic | Don't Know | Unknown | No build date recorded/visual inspection completed | Non-Lead - Plastic | Unknown | No build date recorded/visual inspection completed | Non-Lead | No | No |  |  | No |  | No
LSLI3447 | 207 | Hi Circle N La Encinas | Horseshoe Bay | 78657 |  |  |  | Non-Lead | Don't Know | Unknown | No build date recorded/visual inspection completed | Non-Lead - Plastic | Unknown | No build date recorded/visual inspection completed | Non-Lead | No | No |  |  | No |  | No
LSLI3448 | 1003 | Hi Circle S | Horseshoe Bay | 78657 |  |  |  | Non-Lead - Plastic | Don't Know | Unknown | No build date recorded/visual inspection completed | Non-Lead - Plastic | Unknown | No build date recorded/visual inspection completed | Non-Lead | No | No |  |  | No |  | No
LSLI3449 | 1006 | Hi Circle S | Horseshoe Bay | 78657 |  |  |  | Non-Lead - Plastic | Don't Know | Unknown | No build date recorded/visual inspection completed | Non-Lead - Plastic | Unknown | No build date recorded/visual inspection completed | Non-Lead | No | No |  |  | No |  | No
LSLI3450 | 1100 | Hi Circle S | Horseshoe Bay | 78657 |  |  |  | Non-Lead - Plastic | Don't Know | Unknown | No build date recorded/visual inspection completed | Non-Lead - Plastic | Unknown | No build date recorded/visual inspection completed | Non-Lead | No | No |  |  | No |  | No
LSLI3451 | 1208 | Hi Circle S | Horseshoe Bay | 78657 |  |  |  | Non-Lead - Plastic | Don't Know | Unknown | No build date recorded/visual inspection completed | Non-Lead - Plastic | Unknown | No build date recorded/visual inspection completed | Non-Lead | No | No |  |  | No |  | No
LSLI3452 | 1318 | Hi Circle S | Horseshoe Bay | 78657 |  |  |  | Non-Lead - Plastic | Don't Know | Unknown | No build date recorded/visual inspection completed | Non-Lead - Plastic | Unknown | No build date recorded/visual inspection completed | Non-Lead | No | No |  |  | No |  | No
LSLI3453 | 1404 | Hi Circle S | Horseshoe Bay | 78657 |  |  |  | Non-Lead - Plastic | Don't Know | Unknown | No build date recorded/visual inspection completed | Non-Lead - Plastic | Unknown | No build date recorded/visual inspection completed | Non-Lead | No | No |  |  | No |  | No
LSLI3454 | 504 | Hi Circle S | Horseshoe Bay | 78657 |  |  |  | Non-Lead - Plastic | Don't Know | Unknown | No build date recorded/visual inspection completed | Non-Lead - Plastic | Unknown | No build date recorded/visual inspection completed | Non-Lead | No | No |  |  | No |  | No
LSLI3455 | 509 | Hi Circle S | Horseshoe Bay | 78657 |  |  |  | Non-Lead - Plastic | Don't Know | Unknown | No build date recorded/visual inspection completed | Non-Lead - Plastic | Unknown | No build date recorded/visual inspection completed | Non-Lead | No | No |  |  | No |  | No
LSLI3456 | 602 | Hi Circle S | Horseshoe Bay | 78657 |  |  |  | Non-Lead - Plastic | Don't Know | Unknown | No build date recorded/visual inspection completed | Non-Lead - Plastic | Unknown | No build date recorded/visual inspection completed | Non-Lead | No | No |  |  | No |  | No
LSLI3457 | 801 | Hi Circle S | Horseshoe Bay | 78657 |  |  |  | Non-Lead - Plastic | Don't Know | Unknown | No build date recorded/visual inspection completed | Non-Lead - Plastic | Unknown | No build date recorded/visual inspection completed | Non-Lead | No | No |  |  | No |  | No
LSLI3458 | 410 | HI CIRCLE W | Horseshoe Bay | 78657 |  |  |  | Non-Lead - Plastic | Don't Know | Unknown | No build date recorded/visual inspection completed | Non-Lead - Plastic | Unknown | No build date recorded/visual inspection completed | Non-Lead | No | No |  |  | No |  | No
LSLI3459 | 716 | Hi Circle W | Horseshoe Bay | 78657 |  |  |  | Non-Lead - Plastic | Don't Know | Unknown | No build date recorded/visual inspection completed | Non-Lead - Plastic | Unknown | No build date recorded/visual inspection completed | Non-Lead | No | No |  |  | No |  | No
LSLI3460 | 807 | HI CIRCLE W | Horseshoe Bay | 78657 |  |  |  | Non-Lead - Plastic | Don't Know | Unknown | No build date recorded/visual inspection completed | Non-Lead - Plastic | Unknown | No build date recorded/visual inspection completed | Non-Lead | No | No |  |  | No |  | No
LSLI3461 | 809 | HI CIRCLE W | Horseshoe Bay | 78657 |  |  |  | Non-Lead - Plastic | Don't Know | Unknown | No build date recorded/visual inspection completed | Non-Lead - Plastic | Unknown | No build date recorded/visual inspection completed | Non-Lead | No | No |  |  | No |  | No
LSLI3462 | 1002 | HI CIRCLE W A | Horseshoe Bay | 78657 |  |  |  | Non-Lead - Plastic | Don't Know | Unknown | No build date recorded/visual inspection completed | Non-Lead - Plastic | Unknown | No build date recorded/visual inspection completed | Non-Lead | No | No |  |  | No |  | No
LSLI3463 | 712 | HI CIRCLE W B | Horseshoe Bay | 78657 |  |  |  | Non-Lead - Plastic | Don't Know | Unknown | No build date recorded/visual inspection completed | Non-Lead - Plastic | Unknown | No build date recorded/visual inspection completed | Non-Lead | No | No |  |  | No |  | No
LSLI3464 | 605 | Hi Circle West | Horseshoe Bay | 78657 |  |  |  | Non-Lead - Plastic | Don't Know | Unknown | No build date recorded/visual inspection completed | Non-Lead - Plastic | Unknown | No build date recorded/visual inspection completed | Non-Lead | No | No |  |  | No |  | No
LSLI3465 | 905 | Hi Circle West | Horseshoe Bay | 78657 |  |  |  | Non-Lead - Plastic | Don't Know | Unknown | No build date recorded/visual inspection completed | Non-Lead - Plastic | Unknown | No build date recorded/visual inspection completed | Non-Lead | No | No |  |  | No |  | No
LSLI3466 | 500 | Hi Circle West A | Horseshoe Bay | 78657 |  |  |  | Non-Lead - Plastic | Don't Know | Unknown | No build date recorded/visual inspection completed | Non-Lead - Plastic | Unknown | No build date recorded/visual inspection completed | Non-Lead | No | No |  |  | No |  | No
LSLI3467 | 508 | Hi Circle West A | Horseshoe Bay | 78657 |  |  |  | Non-Lead - Plastic | Don't Know | Unknown | No build date recorded/visual inspection completed | Non-Lead - Plastic | Unknown | No build date recorded/visual inspection completed | Non-Lead | No | No |  |  | No |  | No
LSLI3468 | 1108 | Hi Mesa | Horseshoe Bay | 78657 |  |  |  | Non-Lead - Plastic | Don't Know | Unknown | No build date recorded/visual inspection completed | Non-Lead - Plastic | Unknown | No build date recorded/visual inspection completed | Non-Lead | No | No |  |  | No |  | No
LSLI3469 | 1305 | Hi Mesa | Horseshoe Bay | 78657 |  |  |  | Non-Lead - Plastic | Don't Know | Unknown | No build date recorded/visual inspection completed | Non-Lead - Plastic | Unknown | No build date recorded/visual inspection completed | Non-Lead | No | No |  |  | No |  | No
LSLI3470 | 1616 | Hi Mesa | Horseshoe Bay | 78657 |  |  |  | Non-Lead - Plastic | Don't Know | Unknown | No build date recorded/visual inspection completed | Non-Lead - Plastic | Unknown | No build date recorded/visual inspection completed | Non-Lead | No | No |  |  | No |  | No
LSLI3471 | 620 | Hi Ridge Rd | Horseshoe Bay | 78657 |  |  |  | Non-Lead - Plastic | Don't Know | Unknown | No build date recorded/visual inspection completed | Non-Lead - Plastic | Unknown | No build date recorded/visual inspection completed | Non-Lead | No | No |  |  | No |  | No
LSLI3472 | 104 | Hi Stirrup | Horseshoe Bay | 78657 |  |  |  | Non-Lead - Plastic | Don't Know | Unknown | No build date recorded/visual inspection completed | Non-Lead - Plastic | Unknown | No build date recorded/visual inspection completed | Non-Lead | No | No |  |  | No |  | No
LSLI3473 | 604 | Hi Stirrup | Horseshoe Bay | 78657 |  |  |  | Non-Lead - Plastic | Don't Know | Unknown | No build date recorded/visual inspection completed | Non-Lead - Plastic | Unknown | No build date recorded/visual inspection completed | Non-Lead | No | No |  |  | No |  | No
LSLI3474 | 606 | Hi Stirrup | Horseshoe Bay | 78657 |  |  |  | Non-Lead - Plastic | Don't Know | Unknown | No build date recorded/visual inspection completed | Non-Lead - Plastic | Unknown | No build date recorded/visual inspection completed | Non-Lead | No | No |  |  | No |  | No
LSLI3475 | 612 | Hi Stirrup | Horseshoe Bay | 78657 |  |  |  | Non-Lead - Other | Don't Know | Unknown | No build date recorded/visual inspection completed | Non-Lead - Plastic | Unknown | No build date recorded/visual inspection completed | Non-Lead | No | No |  |  | No |  | No
LSLI3476 | 616 | Hi Stirrup | Horseshoe Bay | 78657 |  |  |  | Non-Lead - Plastic | Don't Know | Unknown | No build date recorded/visual inspection completed | Non-Lead - Plastic | Unknown | No build date recorded/visual inspection completed | Non-Lead | No | No |  |  | No |  | No
LSLI3477 | 618 | Hi Stirrup | Horseshoe Bay | 78657 |  |  |  | Non-Lead - Plastic | Don't Know | Unknown | No build date recorded/visual inspection completed | Non-Lead - Plastic | Unknown | No build date recorded/visual inspection completed | Non-Lead | No | No |  |  | No |  | No
LSLI3478 | 620 | Hi Stirrup | Horseshoe Bay | 78657 |  |  |  | Non-Lead - Plastic | Don't Know | Unknown | No build date recorded/visual inspection completed | Non-Lead - Plastic | Unknown | No build date recorded/visual inspection completed | Non-Lead | No | No |  |  | No |  | No
LSLI3479 | 702 | Hi Stirrup | Horseshoe Bay | 78657 |  |  |  | Non-Lead - Plastic | Don't Know | Unknown | No build date recorded/visual inspection completed | Non-Lead - Plastic | Unknown | No build date recorded/visual inspection completed | Non-Lead | No | No |  |  | No |  | No
LSLI3480 | 705 | Hi Stirrup | Horseshoe Bay | 78657 |  |  |  | Non-Lead - Plastic | Don't Know | Unknown | No build date recorded/visual inspection completed | Non-Lead - Plastic | Unknown | No build date recorded/visual inspection completed | Non-Lead | No | No |  |  | No |  | No
LSLI3481 | 804 | Hi Stirrup | Horseshoe Bay | 78657 |  |  |  | Non-Lead - Plastic | Don't Know | Unknown | No build date recorded/visual inspection completed | Non-Lead - Plastic | Unknown | No build date recorded/visual inspection completed | Non-Lead | No | No |  |  | No |  | No
LSLI3482 | 200 | Hi Stirrup 1 Hi Sky | Horseshoe Bay | 78657 |  |  |  | Non-Lead - Plastic | Don't Know | Unknown | No build date recorded/visual inspection completed | Non-Lead - Plastic | Unknown | No build date recorded/visual inspection completed | Non-Lead | No | No |  |  | No |  | No
LSLI3483 | 1201 | Hi Stirrup 102 Timber Ridge | Horseshoe Bay | 78657 |  |  |  | Non-Lead - Plastic | Don't Know | Unknown | No build date recorded/visual inspection completed | Non-Lead - Plastic | Unknown | No build date recorded/visual inspection completed | Non-Lead | No | No |  |  | No |  | No
LSLI3484 | 1201 | Hi Stirrup 104 Timber Ridge | Horseshoe Bay | 78657 |  |  |  | Non-Lead - Plastic | Don't Know | Unknown | No build date recorded/visual inspection completed | Non-Lead - Plastic | Unknown | No build date recorded/visual inspection completed | Non-Lead | No | No |  |  | No |  | No
LSLI3485 | 1108 | Hi Stirrup 11 Upper Deck | Horseshoe Bay | 78657 |  |  |  | Non-Lead - Plastic | Don't Know | Unknown | No build date recorded/visual inspection completed | Non-Lead - Plastic | Unknown | No build date recorded/visual inspection completed | Non-Lead | No | No |  |  | No |  | No
LSLI3486 | 1209 | Hi Stirrup 113 Timber Ridge | Horseshoe Bay | 78657 |  |  |  | Non-Lead - Plastic | Don't Know | Unknown | No build date recorded/visual inspection completed | Non-Lead - Plastic | Unknown | No build date recorded/visual inspection completed | Non-Lead | No | No |  |  | No |  | No
LSLI3487 | 1209 | Hi Stirrup 115 Timber Ridge | Horseshoe Bay | 78657 |  |  |  | Non-Lead - Plastic | Don't Know | Unknown | No build date recorded/visual inspection completed | Non-Lead - Plastic | Unknown | No build date recorded/visual inspection completed | Non-Lead | No | No |  |  | No |  | No
LSLI3488 | 1209 | Hi Stirrup 116 Timber Ridge | Horseshoe Bay | 78657 |  |  |  | Non-Lead - Plastic | Don't Know | Unknown | No build date recorded/visual inspection completed | Non-Lead - Plastic | Unknown | No build date recorded/visual inspection completed | Non-Lead | No | No |  |  | No |  | No
LSLI3489 | 1213 | Hi Stirrup 118 Timber Ridge | Horseshoe Bay | 78657 |  |  |  | Non-Lead - Plastic | Don't Know | Unknown | No build date recorded/visual inspection completed | Non-Lead - Plastic | Unknown | No build date recorded/visual inspection completed | Non-Lead | No | No |  |  | No |  | No
LSLI3490 | 1108 | Hi Stirrup 12 Upper Deck | Horseshoe Bay | 78657 |  |  |  | Non-Lead - Plastic | Don't Know | Unknown | No build date recorded/visual inspection completed | Non-Lead - Plastic | Unknown | No build date recorded/visual inspection completed | Non-Lead | No | No |  |  | No |  | No
LSLI3491 | 200 | Hi Stirrup 2 Hi Sky | Horseshoe Bay | 78657 |  |  |  | Non-Lead - Plastic | Don't Know | Unknown | No build date recorded/visual inspection completed | Non-Lead - Plastic | Unknown | No build date recorded/visual inspection completed | Non-Lead | No | No |  |  | No |  | No
LSLI3492 | 200 | Hi Stirrup 4 Hi Sky | Horseshoe Bay | 78657 |  |  |  | Non-Lead - Plastic | Don't Know | Unknown | No build date recorded/visual inspection completed | Non-Lead - Plastic | Unknown | No build date recorded/visual inspection completed | Non-Lead | No | No |  |  | No |  | No
LSLI3493 | 400 | Hi Stirrup Bay View | Horseshoe Bay | 78657 |  |  |  | Non-Lead - Plastic | Don't Know | Unknown | No build date recorded/visual inspection completed | Non-Lead - Plastic | Unknown | No build date recorded/visual inspection completed | Non-Lead | No | No |  |  | No |  | No
LSLI3494 | 402 | Hi Stirrup Bay View (10507800) | Horseshoe Bay | 78657 |  |  |  | Non-Lead - Plastic | Don't Know | Unknown | No build date recorded/visual inspection completed | Non-Lead - Plastic | Unknown | No build date recorded/visual inspection completed | Non-Lead | No | No |  |  | No |  | No
LSLI3495 | 1214 | Hi Stirrup Oaks #1 | Horseshoe Bay | 78657 |  |  |  | Non-Lead - Plastic | Don't Know | Unknown | No build date recorded/visual inspection completed | Non-Lead - Plastic | Unknown | No build date recorded/visual inspection completed | Non-Lead | No | No |  |  | No |  | No
LSLI3496 | 1210 | Hi Stirrup Oaks #2 | Horseshoe Bay | 78657 |  |  |  | Non-Lead - Plastic | Don't Know | Unknown | No build date recorded/visual inspection completed | Non-Lead - Plastic | Unknown | No build date recorded/visual inspection completed | Non-Lead | No | No |  |  | No |  | No
LSLI3497 | 1206 | Hi Stirrup Oaks #3 | Horseshoe Bay | 78657 |  |  |  | Non-Lead - Plastic | Don't Know | Unknown | No build date recorded/visual inspection completed | Non-Lead - Plastic | Unknown | No build date recorded/visual inspection completed | Non-Lead | No | No |  |  | No |  | No
LSLI3498 | 1202 | Hi Stirrup Oaks #4 | Horseshoe Bay | 78657 |  |  |  | Non-Lead - Plastic | Don't Know | Unknown | No build date recorded/visual inspection completed | Non-Lead - Plastic | Unknown | No build date recorded/visual inspection completed | Non-Lead | No | No |  |  | No |  | No
LSLI3499 | 401 | Hi There B Bay View Townhomes | Horseshoe Bay | 78657 |  |  |  | Non-Lead - Other | Don't Know | Unknown | No build date recorded/visual inspection completed | Non-Lead - Plastic | Unknown | No build date recorded/visual inspection completed | Non-Lead | No | No |  |  | No |  | No
LSLI3500 | 400 | Hi There Blanco CM | Horseshoe Bay | 78657 |  |  |  | Non-Lead - Plastic | Don't Know | Unknown | No build date recorded/visual inspection completed | Non-Lead - Plastic | Unknown | No build date recorded/visual inspection completed | Non-Lead | No | No |  |  | No |  | No
LSLI3501 | 401 | Hi There D Bay View Townhomes | Horseshoe Bay | 78657 |  |  |  | Non-Lead - Other | Don't Know | Unknown | No build date recorded/visual inspection completed | Non-Lead - Plastic | Unknown | No build date recorded/visual inspection completed | Non-Lead | No | No |  |  | No |  | No
LSLI3502 | 405 | Hi There H Bay View Townhomes | Horseshoe Bay | 78657 |  |  |  | Non-Lead - Copper | Don't Know | Unknown | No build date recorded/visual inspection completed | Non-Lead - Plastic | Unknown | No build date recorded/visual inspection completed | Non-Lead | Don't Know | Don't Know |  |  | No |  | No
LSLI3503 | 409 | Hi There J Bayview Townhomes | Horseshoe Bay | 78657 |  |  |  | Non-Lead - Plastic | Don't Know | Unknown | No build date recorded/visual inspection completed | Non-Lead - Plastic | Unknown | No build date recorded/visual inspection completed | Non-Lead | No | No |  |  | No |  | No
LSLI3504 | 409 | Hi There L Bay View Townhomes | Horseshoe Bay | 78657 |  |  |  | Non-Lead - Plastic | Don't Know | Unknown | No build date recorded/visual inspection completed | Non-Lead - Plastic | Unknown | No build date recorded/visual inspection completed | Non-Lead | No | No |  |  | No |  | No
LSLI3505 | 304 | Hi There Llano CM | Horseshoe Bay | 78657 |  |  |  | Non-Lead - Plastic | Don't Know | Unknown | No build date recorded/visual inspection completed | Non-Lead - Plastic | Unknown | No build date recorded/visual inspection completed | Non-Lead | No | No |  |  | No |  | No
LSLI3506 | 106 | Hidden Echo | Horseshoe Bay | 78657 |  |  |  | Non-Lead - Plastic | Don't Know | Unknown | No build date recorded/visual inspection completed | Non-Lead - Plastic | Unknown | No build date recorded/visual inspection completed | Non-Lead | No | No |  |  | No |  | No
LSLI3507 | 306 | Hideaway | Horseshoe Bay | 78657 |  |  |  | Non-Lead - Plastic | Don't Know | Unknown | No build date recorded/visual inspection completed | Non-Lead - Plastic | Unknown | No build date recorded/visual inspection completed | Non-Lead | No | No |  |  | No |  | No
LSLI3508 | 327 | Hideaway | Horseshoe Bay | 78657 |  |  |  | Non-Lead - Plastic | Don't Know | Unknown | No build date recorded/visual inspection completed | Non-Lead - Plastic | Unknown | No build date recorded/visual inspection completed | Non-Lead | No | No |  |  | No |  | No
LSLI3509 | 102 | Highlands Blvd | Horseshoe Bay | 78657 |  |  |  | Non-Lead - Plastic | Don't Know | Unknown | No build date recorded/visual inspection completed | Non-Lead - Plastic | Unknown | No build date recorded/visual inspection completed | Non-Lead | No | No |  |  | No |  | No
LSLI3510 | 201 | Highlands Blvd | Horseshoe Bay | 78657 |  |  |  | Non-Lead - Plastic | Don't Know | Unknown | No build date recorded/visual inspection completed | Non-Lead - Plastic | Unknown | No build date recorded/visual inspection completed | Non-Lead | No | No |  |  | No |  | No
LSLI3511 | 400 | Highlands Blvd | Horseshoe Bay | 78657 |  |  |  | Non-Lead - Plastic | Don't Know | Unknown | No build date recorded/visual inspection completed | Non-Lead - Plastic | Unknown | No build date recorded/visual inspection completed | Non-Lead | No | No |  |  | No |  | No
LSLI3512 | 501 | Highlands Blvd 13 | Horseshoe Bay | 78657 |  |  |  | Non-Lead - Plastic | Don't Know | Unknown | No build date recorded/visual inspection completed | Non-Lead - Plastic | Unknown | No build date recorded/visual inspection completed | Non-Lead | No | No |  |  | No |  | No
LSLI3513 | 501 | Highlands Blvd 17 | Horseshoe Bay | 78657 |  |  |  | Non-Lead - Plastic | Don't Know | Unknown | No build date recorded/visual inspection completed | Non-Lead - Plastic | Unknown | No build date recorded/visual inspection completed | Non-Lead | No | No |  |  | No |  | No
LSLI3514 | 108 | Hills Ln The Hills | Horseshoe Bay | 78657 |  |  |  | Non-Lead - Plastic | Don't Know | Unknown | No build date recorded/visual inspection completed | Non-Lead - Plastic | Unknown | No build date recorded/visual inspection completed | Non-Lead | No | No |  |  | No |  | No
LSLI3515 | 106 | Horned Frog | Horseshoe Bay | 78657 |  |  |  | Non-Lead - Plastic | Don't Know | Unknown | No build date recorded/visual inspection completed | Non-Lead - Plastic | Unknown | No build date recorded/visual inspection completed | Non-Lead | No | No |  |  | No |  | No
LSLI3516 | 104 | HSB Blvd 1 The Landing | Horseshoe Bay | 78657 |  |  |  | Non-Lead - Plastic | Don't Know | Unknown | No build date recorded/visual inspection completed | Non-Lead - Plastic | Unknown | No build date recorded/visual inspection completed | Non-Lead | No | No |  |  | No |  | No
LSLI3517 | 704 | HSB Blvd D Tall Timbers | Horseshoe Bay | 78657 |  |  |  | Non-Lead - Plastic | Don't Know | Unknown | No build date recorded/visual inspection completed | Non-Lead - Plastic | Unknown | No build date recorded/visual inspection completed | Non-Lead | No | No |  |  | No |  | No
LSLI3518 | 704 | HSB Blvd G Tall Timbers | Horseshoe Bay | 78657 |  |  |  | Non-Lead - Plastic | Don't Know | Unknown | No build date recorded/visual inspection completed | Non-Lead - Plastic | Unknown | No build date recorded/visual inspection completed | Non-Lead | No | No |  |  | No |  | No
LSLI3519 | 820 | HSB Blvd Marina | Horseshoe Bay | 78657 |  |  |  | Non-Lead - Plastic | Don't Know | Unknown | No build date recorded/visual inspection completed | Non-Lead - Plastic | Unknown | No build date recorded/visual inspection completed | Non-Lead | No | No |  |  | No |  | No
LSLI3520 | 317 | HSB N Blvd | Horseshoe Bay | 78657 |  |  |  | Non-Lead - Plastic | Don't Know | Unknown | No build date recorded/visual inspection completed | Non-Lead - Plastic | Unknown | No build date recorded/visual inspection completed | Non-Lead | No | No |  |  | No |  | No
LSLI3521 | 319 | HSB N Blvd | Horseshoe Bay | 78657 |  |  |  | Non-Lead - Plastic | Don't Know | Unknown | No build date recorded/visual inspection completed | Non-Lead - Plastic | Unknown | No build date recorded/visual inspection completed | Non-Lead | No | No |  |  | No |  | No
LSLI3522 | 321 | HSB N Blvd | Horseshoe Bay | 78657 |  |  |  | Non-Lead - Plastic | Don't Know | Unknown | No build date recorded/visual inspection completed | Non-Lead - Plastic | Unknown | No build date recorded/visual inspection completed | Non-Lead | No | No |  |  | No |  | No
LSLI3523 | 330 | HSB N Blvd | Horseshoe Bay | 78657 |  |  |  | Non-Lead - Plastic | Don't Know | Unknown | No build date recorded/visual inspection completed | Non-Lead - Plastic | Unknown | No build date recorded/visual inspection completed | Non-Lead | No | No |  |  | No |  | No
LSLI3524 | 409 | HSB N Blvd | Horseshoe Bay | 78657 |  |  |  | Non-Lead - Copper | Don't Know | Unknown | No build date recorded/visual inspection completed | Non-Lead - Plastic | Unknown | No build date recorded/visual inspection completed | Non-Lead | Don't Know | Don't Know |  |  | No |  | No
LSLI3525 | 411 | HSB N Blvd | Horseshoe Bay | 78657 |  |  |  | Non-Lead - Copper | Don't Know | Unknown | No build date recorded/visual inspection completed | Non-Lead - Plastic | Unknown | No build date recorded/visual inspection completed | Non-Lead | Don't Know | Don't Know |  |  | No |  | No
LSLI3526 | 416 | HSB N Blvd | Horseshoe Bay | 78657 |  |  |  | Non-Lead - Plastic | Don't Know | Unknown | No build date recorded/visual inspection completed | Non-Lead - Plastic | Unknown | No build date recorded/visual inspection completed | Non-Lead | No | No |  |  | No |  | No
LSLI3527 | 421 | HSB N Blvd | Horseshoe Bay | 78657 |  |  |  | Non-Lead - Plastic | Don't Know | Unknown | No build date recorded/visual inspection completed | Non-Lead - Copper | Unknown | No build date recorded/visual inspection completed | Non-Lead | Don't Know | Don't Know |  |  | No |  | No
LSLI3528 | 501 | HSB N Blvd | Horseshoe Bay | 78657 |  |  |  | Non-Lead - Plastic | Don't Know | Unknown | No build date recorded/visual inspection completed | Non-Lead - Plastic | Unknown | No build date recorded/visual inspection completed | Non-Lead | No | No |  |  | No |  | No
LSLI3529 | 503 | HSB N Blvd | Horseshoe Bay | 78657 |  |  |  | Non-Lead - Plastic | Don't Know | Unknown | No build date recorded/visual inspection completed | Non-Lead - Plastic | Unknown | No build date recorded/visual inspection completed | Non-Lead | No | No |  |  | No |  | No
LSLI3530 | 507 | HSB N Blvd | Horseshoe Bay | 78657 |  |  |  | Non-Lead - Plastic | Don't Know | Unknown | No build date recorded/visual inspection completed | Non-Lead - Plastic | Unknown | No build date recorded/visual inspection completed | Non-Lead | No | No |  |  | No |  | No
LSLI3531 | 509 | HSB N Blvd | Horseshoe Bay | 78657 |  |  |  | Non-Lead - Plastic | Don't Know | Unknown | No build date recorded/visual inspection completed | Non-Lead - Plastic | Unknown | No build date recorded/visual inspection completed | Non-Lead | No | No |  |  | No |  | No
LSLI3532 | 515 | HSB N Blvd | Horseshoe Bay | 78657 |  |  |  | Non-Lead - Plastic | Don't Know | Unknown | No build date recorded/visual inspection completed | Non-Lead - Plastic | Unknown | No build date recorded/visual inspection completed | Non-Lead | No | No |  |  | No |  | No
LSLI3533 | 517 | HSB N Blvd | Horseshoe Bay | 78657 |  |  |  | Non-Lead - Plastic | Don't Know | Unknown | No build date recorded/visual inspection completed | Non-Lead - Plastic | Unknown | No build date recorded/visual inspection completed | Non-Lead | No | No |  |  | No |  | No
LSLI3534 | 521 | HSB N Blvd | Horseshoe Bay | 78657 |  |  |  | Non-Lead - Plastic | Don't Know | Unknown | No build date recorded/visual inspection completed | Non-Lead - Plastic | Unknown | No build date recorded/visual inspection completed | Non-Lead | No | No |  |  | No |  | No
LSLI3535 | 525 | HSB N Blvd | Horseshoe Bay | 78657 |  |  |  | Non-Lead - Plastic | Don't Know | Unknown | No build date recorded/visual inspection completed | Non-Lead - Plastic | Unknown | No build date recorded/visual inspection completed | Non-Lead | No | No |  |  | No |  | No
LSLI3536 | 603 | HSB N Blvd | Horseshoe Bay | 78657 |  |  |  | Non-Lead - Plastic | Don't Know | Unknown | No build date recorded/visual inspection completed | Non-Lead - Plastic | Unknown | No build date recorded/visual inspection completed | Non-Lead | No | No |  |  | No |  | No
LSLI3537 | 607 | HSB N Blvd | Horseshoe Bay | 78657 |  |  |  | Non-Lead - Plastic | Don't Know | Unknown | No build date recorded/visual inspection completed | Non-Lead - Plastic | Unknown | No build date recorded/visual inspection completed | Non-Lead | No | No |  |  | No |  | No
LSLI3538 | 609 | HSB N Blvd | Horseshoe Bay | 78657 |  |  |  | Non-Lead - Plastic | Don't Know | Unknown | No build date recorded/visual inspection completed | Non-Lead - Plastic | Unknown | No build date recorded/visual inspection completed | Non-Lead | No | No |  |  | No |  | No
LSLI3539 | 611 | HSB N Blvd | Horseshoe Bay | 78657 |  |  |  | Non-Lead - Plastic | Don't Know | Unknown | No build date recorded/visual inspection completed | Non-Lead - Plastic | Unknown | No build date recorded/visual inspection completed | Non-Lead | No | No |  |  | No |  | No
LSLI3540 | 612 | HSB N Blvd | Horseshoe Bay | 78657 |  |  |  | Non-Lead - Plastic | Don't Know | Unknown | No build date recorded/visual inspection completed | Non-Lead - Plastic | Unknown | No build date recorded/visual inspection completed | Non-Lead | No | No |  |  | No |  | No
LSLI3541 | 613 | HSB N Blvd | Horseshoe Bay | 78657 |  |  |  | Non-Lead - Plastic | Don't Know | Unknown | No build date recorded/visual inspection completed | Non-Lead - Plastic | Unknown | No build date recorded/visual inspection completed | Non-Lead | No | No |  |  | No |  | No
LSLI3542 | 614 | HSB N Blvd | Horseshoe Bay | 78657 |  |  |  | Non-Lead - Plastic | Don't Know | Unknown | No build date recorded/visual inspection completed | Non-Lead - Plastic | Unknown | No build date recorded/visual inspection completed | Non-Lead | No | No |  |  | No |  | No
LSLI3543 | 615 | HSB N Blvd | Horseshoe Bay | 78657 |  |  |  | Non-Lead - Plastic | Don't Know | Unknown | No build date recorded/visual inspection completed | Non-Lead - Plastic | Unknown | No build date recorded/visual inspection completed | Non-Lead | No | No |  |  | No |  | No
LSLI3544 | 616 | HSB N Blvd | Horseshoe Bay | 78657 |  |  |  | Non-Lead - Plastic | Don't Know | Unknown | No build date recorded/visual inspection completed | Non-Lead - Plastic | Unknown | No build date recorded/visual inspection completed | Non-Lead | No | No |  |  | No |  | No
LSLI3545 | 617 | HSB N Blvd | Horseshoe Bay | 78657 |  |  |  | Non-Lead - Plastic | Don't Know | Unknown | No build date recorded/visual inspection completed | Non-Lead - Plastic | Unknown | No build date recorded/visual inspection completed | Non-Lead | No | No |  |  | No |  | No
LSLI3546 | 619 | HSB N Blvd | Horseshoe Bay | 78657 |  |  |  | Non-Lead - Plastic | Don't Know | Unknown | No build date recorded/visual inspection completed | Non-Lead - Plastic | Unknown | No build date recorded/visual inspection completed | Non-Lead | No | No |  |  | No |  | No
LSLI3547 | 621 | HSB N Blvd | Horseshoe Bay | 78657 |  |  |  | Non-Lead - Plastic | Don't Know | Unknown | No build date recorded/visual inspection completed | Non-Lead - Plastic | Unknown | No build date recorded/visual inspection completed | Non-Lead | No | No |  |  | No |  | No
LSLI3548 | 623 | HSB N Blvd | Horseshoe Bay | 78657 |  |  |  | Non-Lead - Plastic | Don't Know | Unknown | No build date recorded/visual inspection completed | Non-Lead - Plastic | Unknown | No build date recorded/visual inspection completed | Non-Lead | No | No |  |  | No |  | No
LSLI3549 | 625 | HSB N Blvd | Horseshoe Bay | 78657 |  |  |  | Non-Lead - Plastic | Don't Know | Unknown | No build date recorded/visual inspection completed | Non-Lead - Plastic | Unknown | No build date recorded/visual inspection completed | Non-Lead | No | No |  |  | No |  | No
LSLI3550 | 413 | HSB N Blvd I | Horseshoe Bay | 78657 |  |  |  | Non-Lead - Plastic | Don't Know | Unknown | No build date recorded/visual inspection completed | Non-Lead - Copper | Unknown | No build date recorded/visual inspection completed | Non-Lead | No | Don't Know |  |  | No |  | No
LSLI3551 | 305 | HSB N Blvd B | Horseshoe Bay | 78657 |  |  |  | Non-Lead - Plastic | Don't Know | Unknown | No build date recorded/visual inspection completed | Non-Lead - Plastic | Unknown | No build date recorded/visual inspection completed | Non-Lead | No | No |  |  | No |  | No
LSLI3552 | 309 | HSB N Blvd B Pampas | Horseshoe Bay | 78657 |  |  |  | Non-Lead - Plastic | Don't Know | Unknown | No build date recorded/visual inspection completed | Non-Lead - Plastic | Unknown | No build date recorded/visual inspection completed | Non-Lead | No | No |  |  | No |  | No
LSLI3553 | 600 | HSB N Blvd Bays | Horseshoe Bay | 78657 |  |  |  | Non-Lead - Plastic | Don't Know | Unknown | No build date recorded/visual inspection completed | Non-Lead - Plastic | Unknown | No build date recorded/visual inspection completed | Non-Lead | No | No |  |  | No |  | No
LSLI3554 | 602 | HSB N Blvd Bays (N) | Horseshoe Bay | 78657 |  |  |  | Non-Lead - Plastic | Don't Know | Unknown | No build date recorded/visual inspection completed | Non-Lead - Plastic | Unknown | No build date recorded/visual inspection completed | Non-Lead | No | No |  |  | No |  | No
LSLI3555 | 606 | HSB N Blvd Bays (N) | Horseshoe Bay | 78657 |  |  |  | Non-Lead - Plastic | Don't Know | Unknown | No build date recorded/visual inspection completed | Non-Lead - Plastic | Unknown | No build date recorded/visual inspection completed | Non-Lead | No | No |  |  | No |  | No
LSLI3556 | 608 | HSB N Blvd Bays (N) | Horseshoe Bay | 78657 |  |  |  | Non-Lead - Plastic | Don't Know | Unknown | No build date recorded/visual inspection completed | Non-Lead - Plastic | Unknown | No build date recorded/visual inspection completed | Non-Lead | No | No |  |  | No |  | No
LSLI3557 | 309 | HSB N Blvd C Pampas | Horseshoe Bay | 78657 |  |  |  | Non-Lead - Plastic | Don't Know | Unknown | No build date recorded/visual inspection completed | Non-Lead - Plastic | Unknown | No build date recorded/visual inspection completed | Non-Lead | No | No |  |  | No |  | No
LSLI3558 | 305 | HSB N Blvd E | Horseshoe Bay | 78657 |  |  |  | Non-Lead - Plastic | Don't Know | Unknown | No build date recorded/visual inspection completed | Non-Lead - Plastic | Unknown | No build date recorded/visual inspection completed | Non-Lead | No | No |  |  | No |  | No
LSLI3559 | 305 | HSB N Blvd F | Horseshoe Bay | 78657 |  |  |  | Non-Lead - Plastic | Don't Know | Unknown | No build date recorded/visual inspection completed | Non-Lead - Plastic | Unknown | No build date recorded/visual inspection completed | Non-Lead | No | No |  |  | No |  | No
LSLI3560 | 407 | HSB N Blvd I | Horseshoe Bay | 78657 |  |  |  | Non-Lead - Plastic | Don't Know | Unknown | No build date recorded/visual inspection completed | Non-Lead - Copper | Unknown | No build date recorded/visual inspection completed | Non-Lead | No | Don't Know |  |  | No |  | No
LSLI3561 | 415 | HSB N Blvd I | Horseshoe Bay | 78657 |  |  |  | Non-Lead - Plastic | Don't Know | Unknown | No build date recorded/visual inspection completed | Non-Lead - Copper | Unknown | No build date recorded/visual inspection completed | Non-Lead | No | Don't Know |  |  | No |  | No
LSLI3562 | 807 | Indian Paint | Horseshoe Bay | 78657 |  |  |  | Non-Lead - Plastic | Don't Know | Unknown | No build date recorded/visual inspection completed | Non-Lead - Plastic | Unknown | No build date recorded/visual inspection completed | Non-Lead | No | No |  |  | No |  | No
LSLI3563 | 809 | Indian Paint | Horseshoe Bay | 78657 |  |  |  | Non-Lead - Other | Don't Know | Unknown | No build date recorded/visual inspection completed | Non-Lead - Plastic | Unknown | No build date recorded/visual inspection completed | Non-Lead | No | No |  |  | No |  | No
LSLI3564 | 307 | Island Dr | Horseshoe Bay | 78657 |  |  |  | Non-Lead - Other | Don't Know | Unknown | No build date recorded/visual inspection completed | Non-Lead - Plastic | Unknown | No build date recorded/visual inspection completed | Non-Lead | No | No |  |  | No |  | No
LSLI3565 | 411 | Island Dr | Horseshoe Bay | 78657 |  |  |  | Non-Lead - Plastic | Don't Know | Unknown | No build date recorded/visual inspection completed | Non-Lead - Plastic | Unknown | No build date recorded/visual inspection completed | Non-Lead | No | No |  |  | No |  | No
LSLI3566 | 412 | Island Dr | Horseshoe Bay | 78657 |  |  |  | Non-Lead - Plastic | Don't Know | Unknown | No build date recorded/visual inspection completed | Non-Lead - Plastic | Unknown | No build date recorded/visual inspection completed | Non-Lead | No | No |  |  | No |  | No
LSLI3567 | 309 | Island Dr #2 | Horseshoe Bay | 78657 |  |  |  | Non-Lead - Plastic | Don't Know | Unknown | No build date recorded/visual inspection completed | Non-Lead - Plastic | Unknown | No build date recorded/visual inspection completed | Non-Lead | No | No |  |  | No |  | No
LSLI3568 | 107 | Island Dr 1 Landmark | Horseshoe Bay | 78657 |  |  |  | Non-Lead - Plastic | Don't Know | Unknown | No build date recorded/visual inspection completed | Non-Lead - Plastic | Unknown | No build date recorded/visual inspection completed | Non-Lead | No | No |  |  | No |  | No
LSLI3569 | 103 | Island Dr 1 Portofino | Horseshoe Bay | 78657 |  |  |  | Non-Lead - Plastic | Don't Know | Unknown | No build date recorded/visual inspection completed | Non-Lead - Plastic | Unknown | No build date recorded/visual inspection completed | Non-Lead | No | No |  |  | No |  | No
LSLI3570 | 401 | Island Dr 2 Crowsnest | Horseshoe Bay | 78657 |  |  |  | Non-Lead - Plastic | Don't Know | Unknown | No build date recorded/visual inspection completed | Non-Lead - Plastic | Unknown | No build date recorded/visual inspection completed | Non-Lead | No | No |  |  | No |  | No
LSLI3571 | 103 | Island Dr 2 Portofino | Horseshoe Bay | 78657 |  |  |  | Non-Lead - Plastic | Don't Know | Unknown | No build date recorded/visual inspection completed | Non-Lead - Plastic | Unknown | No build date recorded/visual inspection completed | Non-Lead | No | No |  |  | No |  | No
LSLI3572 | 403 | Island Dr 203 Spinna | Horseshoe Bay | 78657 |  |  |  | Non-Lead - Plastic | Don't Know | Unknown | No build date recorded/visual inspection completed | Non-Lead - Plastic | Unknown | No build date recorded/visual inspection completed | Non-Lead | No | No |  |  | No |  | No
LSLI3573 | 107 | Island Dr 3 Landmark | Horseshoe Bay | 78657 |  |  |  | Non-Lead - Plastic | Don't Know | Unknown | No build date recorded/visual inspection completed | Non-Lead - Plastic | Unknown | No build date recorded/visual inspection completed | Non-Lead | No | No |  |  | No |  | No
LSLI3574 | 401 | Island Dr 3 Pilothouse | Horseshoe Bay | 78657 |  |  |  | Non-Lead - Plastic | Don't Know | Unknown | No build date recorded/visual inspection completed | Non-Lead - Plastic | Unknown | No build date recorded/visual inspection completed | Non-Lead | No | No |  |  | No |  | No
LSLI3575 | 103 | Island Dr 3 Portofino | Horseshoe Bay | 78657 |  |  |  | Non-Lead - Plastic | Don't Know | Unknown | No build date recorded/visual inspection completed | Non-Lead - Plastic | Unknown | No build date recorded/visual inspection completed | Non-Lead | No | No |  |  | No |  | No
LSLI3576 | 401 | Island Dr 4 Starboard | Horseshoe Bay | 78657 |  |  |  | Non-Lead - Plastic | Don't Know | Unknown | No build date recorded/visual inspection completed | Non-Lead - Plastic | Unknown | No build date recorded/visual inspection completed | Non-Lead | No | No |  |  | No |  | No
LSLI3577 | 107 | Island Dr 5 Landmark | Horseshoe Bay | 78657 |  |  |  | Non-Lead - Plastic | Don't Know | Unknown | No build date recorded/visual inspection completed | Non-Lead - Plastic | Unknown | No build date recorded/visual inspection completed | Non-Lead | No | No |  |  | No |  | No
LSLI3578 | 103 | Island Dr 6 Portofino | Horseshoe Bay | 78657 |  |  |  | Non-Lead - Plastic | Don't Know | Unknown | No build date recorded/visual inspection completed | Non-Lead - Plastic | Unknown | No build date recorded/visual inspection completed | Non-Lead | No | No |  |  | No |  | No
LSLI3579 | 103 | Island Dr 7 Portofino | Horseshoe Bay | 78657 |  |  |  | Non-Lead - Plastic | Don't Know | Unknown | No build date recorded/visual inspection completed | Non-Lead - Plastic | Unknown | No build date recorded/visual inspection completed | Non-Lead | No | No |  |  | No |  | No
LSLI3580 | 405 | Island Dr A | Horseshoe Bay | 78657 |  |  |  | Non-Lead - Plastic | Don't Know | Unknown | No build date recorded/visual inspection completed | Non-Lead - Plastic | Unknown | No build date recorded/visual inspection completed | Non-Lead | No | No |  |  | No |  | No
LSLI3581 | 109 | Island Dr A Goosepoint | Horseshoe Bay | 78657 |  |  |  | Non-Lead - Plastic | Don't Know | Unknown | No build date recorded/visual inspection completed | Non-Lead - Plastic | Unknown | No build date recorded/visual inspection completed | Non-Lead | No | No |  |  | No |  | No
LSLI3582 | 105 | Island Dr A Hale Makani | Horseshoe Bay | 78657 |  |  |  | Non-Lead - Plastic | Don't Know | Unknown | No build date recorded/visual inspection completed | Non-Lead - Plastic | Unknown | No build date recorded/visual inspection completed | Non-Lead | No | No |  |  | No |  | No
LSLI3583 | 402 | Island Dr A Harbortown | Horseshoe Bay | 78657 |  |  |  | Non-Lead - Plastic | Don't Know | Unknown | No build date recorded/visual inspection completed | Non-Lead - Plastic | Unknown | No build date recorded/visual inspection completed | Non-Lead | No | No |  |  | No |  | No
LSLI3584 | 301 | Island Dr A Inlet Cove | Horseshoe Bay | 78657 |  |  |  | Non-Lead - Plastic | Don't Know | Unknown | No build date recorded/visual inspection completed | Non-Lead - Plastic | Unknown | No build date recorded/visual inspection completed | Non-Lead | No | No |  |  | No |  | No
LSLI3585 | 306 | Island Dr B | Horseshoe Bay | 78657 |  |  |  | Non-Lead - Plastic | Don't Know | Unknown | No build date recorded/visual inspection completed | Non-Lead - Plastic | Unknown | No build date recorded/visual inspection completed | Non-Lead | No | No |  |  | No |  | No
LSLI3586 | 105 | Island Dr B Hale Makani | Horseshoe Bay | 78657 |  |  |  | Non-Lead - Plastic | Don't Know | Unknown | No build date recorded/visual inspection completed | Non-Lead - Plastic | Unknown | No build date recorded/visual inspection completed | Non-Lead | No | No |  |  | No |  | No
LSLI3587 | 305 | Island Dr B Highland | Horseshoe Bay | 78657 |  |  |  | Non-Lead - Plastic | Don't Know | Unknown | No build date recorded/visual inspection completed | Non-Lead - Plastic | Unknown | No build date recorded/visual inspection completed | Non-Lead | No | No |  |  | No |  | No
LSLI3588 | 101 | Island Dr B Island Village | Horseshoe Bay | 78657 |  |  |  | Non-Lead - Plastic | Don't Know | Unknown | No build date recorded/visual inspection completed | Non-Lead - Plastic | Unknown | No build date recorded/visual inspection completed | Non-Lead | No | No |  |  | No |  | No
LSLI3589 | 311 | Island Dr B Sandpiper | Horseshoe Bay | 78657 |  |  |  | Non-Lead - Plastic | Don't Know | Unknown | No build date recorded/visual inspection completed | Non-Lead - Plastic | Unknown | No build date recorded/visual inspection completed | Non-Lead | No | No |  |  | No |  | No
LSLI3590 | 402 | Island Dr C Harbortown | Horseshoe Bay | 78657 |  |  |  | Non-Lead - Plastic | Don't Know | Unknown | No build date recorded/visual inspection completed | Non-Lead - Plastic | Unknown | No build date recorded/visual inspection completed | Non-Lead | No | No |  |  | No |  | No
LSLI3591 | 305 | Island Dr C Highland | Horseshoe Bay | 78657 |  |  |  | Non-Lead - Plastic | Don't Know | Unknown | No build date recorded/visual inspection completed | Non-Lead - Plastic | Unknown | No build date recorded/visual inspection completed | Non-Lead | No | No |  |  | No |  | No
LSLI3592 | 101 | Island Dr C Island Village | Horseshoe Bay | 78657 |  |  |  | Non-Lead - Plastic | Don't Know | Unknown | No build date recorded/visual inspection completed | Non-Lead - Plastic | Unknown | No build date recorded/visual inspection completed | Non-Lead | No | No |  |  | No |  | No
LSLI3593 | 306 | Island Dr D | Horseshoe Bay | 78657 |  |  |  | Non-Lead - Plastic | Don't Know | Unknown | No build date recorded/visual inspection completed | Non-Lead - Plastic | Unknown | No build date recorded/visual inspection completed | Non-Lead | No | No |  |  | No |  | No
LSLI3594 | 109 | Island Dr D Goosepoint | Horseshoe Bay | 78657 |  |  |  | Non-Lead - Plastic | Don't Know | Unknown | No build date recorded/visual inspection completed | Non-Lead - Plastic | Unknown | No build date recorded/visual inspection completed | Non-Lead | No | No |  |  | No |  | No
LSLI3595 | 105 | Island Dr D Hale Makani | Horseshoe Bay | 78657 |  |  |  | Non-Lead - Plastic | Don't Know | Unknown | No build date recorded/visual inspection completed | Non-Lead - Plastic | Unknown | No build date recorded/visual inspection completed | Non-Lead | No | No |  |  | No |  | No
LSLI3596 | 402 | Island Dr D Harbortown | Horseshoe Bay | 78657 |  |  |  | Non-Lead - Plastic | Don't Know | Unknown | No build date recorded/visual inspection completed | Non-Lead - Plastic | Unknown | No build date recorded/visual inspection completed | Non-Lead | No | No |  |  | No |  | No
LSLI3597 | 305 | Island Dr D Highland | Horseshoe Bay | 78657 |  |  |  | Non-Lead - Plastic | Don't Know | Unknown | No build date recorded/visual inspection completed | Non-Lead - Plastic | Unknown | No build date recorded/visual inspection completed | Non-Lead | No | No |  |  | No |  | No
LSLI3598 | 301 | Island Dr D Inlet Cove | Horseshoe Bay | 78657 |  |  |  | Non-Lead - Plastic | Don't Know | Unknown | No build date recorded/visual inspection completed | Non-Lead - Plastic | Unknown | No build date recorded/visual inspection completed | Non-Lead | No | No |  |  | No |  | No
LSLI3599 | 101 | Island Dr D Island Village | Horseshoe Bay | 78657 |  |  |  | Non-Lead - Plastic | Don't Know | Unknown | No build date recorded/visual inspection completed | Non-Lead - Plastic | Unknown | No build date recorded/visual inspection completed | Non-Lead | No | No |  |  | No |  | No
LSLI3600 | 306 | Island Dr E | Horseshoe Bay | 78657 |  |  |  | Non-Lead - Plastic | Don't Know | Unknown | No build date recorded/visual inspection completed | Non-Lead - Plastic | Unknown | No build date recorded/visual inspection completed | Non-Lead | No | No |  |  | No |  | No
LSLI3601 | 109 | Island Dr E Goosepoint | Horseshoe Bay | 78657 |  |  |  | Non-Lead - Plastic | Don't Know | Unknown | No build date recorded/visual inspection completed | Non-Lead - Plastic | Unknown | No build date recorded/visual inspection completed | Non-Lead | No | No |  |  | No |  | No
LSLI3602 | 105 | Island Dr E Hale Makani | Horseshoe Bay | 78657 |  |  |  | Non-Lead - Plastic | Don't Know | Unknown | No build date recorded/visual inspection completed | Non-Lead - Plastic | Unknown | No build date recorded/visual inspection completed | Non-Lead | No | No |  |  | No |  | No
LSLI3603 | 101 | Island Dr E Island Village | Horseshoe Bay | 78657 |  |  |  | Non-Lead - Plastic | Don't Know | Unknown | No build date recorded/visual inspection completed | Non-Lead - Plastic | Unknown | No build date recorded/visual inspection completed | Non-Lead | No | No |  |  | No |  | No
LSLI3604 | 109 | Island Dr F Goosepoint | Horseshoe Bay | 78657 |  |  |  | Non-Lead - Plastic | Don't Know | Unknown | No build date recorded/visual inspection completed | Non-Lead - Plastic | Unknown | No build date recorded/visual inspection completed | Non-Lead | No | No |  |  | No |  | No
LSLI3605 | 105 | Island Dr F Hale Makani | Horseshoe Bay | 78657 |  |  |  | Non-Lead - Plastic | Don't Know | Unknown | No build date recorded/visual inspection completed | Non-Lead - Plastic | Unknown | No build date recorded/visual inspection completed | Non-Lead | No | No |  |  | No |  | No
LSLI3606 | 301 | Island Dr F Inlet Cove | Horseshoe Bay | 78657 |  |  |  | Non-Lead - Plastic | Don't Know | Unknown | No build date recorded/visual inspection completed | Non-Lead - Plastic | Unknown | No build date recorded/visual inspection completed | Non-Lead | No | No |  |  | No |  | No
LSLI3607 | 306 | Island Dr H | Horseshoe Bay | 78657 |  |  |  | Non-Lead - Plastic | Don't Know | Unknown | No build date recorded/visual inspection completed | Non-Lead - Plastic | Unknown | No build date recorded/visual inspection completed | Non-Lead | No | No |  |  | No |  | No
LSLI3608 | 101 | Island Dr H Island Village | Horseshoe Bay | 78657 |  |  |  | Non-Lead - Plastic | Don't Know | Unknown | No build date recorded/visual inspection completed | Non-Lead - Plastic | Unknown | No build date recorded/visual inspection completed | Non-Lead | No | No |  |  | No |  | No
LSLI3609 | 101 | Island Dr I Island Village | Horseshoe Bay | 78657 |  |  |  | Non-Lead - Plastic | Don't Know | Unknown | No build date recorded/visual inspection completed | Non-Lead - Plastic | Unknown | No build date recorded/visual inspection completed | Non-Lead | No | No |  |  | No |  | No
LSLI3610 | 101 | Island Dr K Island Village | Horseshoe Bay | 78657 |  |  |  | Non-Lead - Plastic | Don't Know | Unknown | No build date recorded/visual inspection completed | Non-Lead - Plastic | Unknown | No build date recorded/visual inspection completed | Non-Lead | No | No |  |  | No |  | No
LSLI3611 | 102 | Island Dr Shoreline | Horseshoe Bay | 78657 |  |  |  | Non-Lead - Plastic | Don't Know | Unknown | No build date recorded/visual inspection completed | Non-Lead - Plastic | Unknown | No build date recorded/visual inspection completed | Non-Lead | No | No |  |  | No |  | No
LSLI3612 | 104 | Island Dr Shoreline | Horseshoe Bay | 78657 |  |  |  | Non-Lead - Plastic | Don't Know | Unknown | No build date recorded/visual inspection completed | Non-Lead - Plastic | Unknown | No build date recorded/visual inspection completed | Non-Lead | No | No |  |  | No |  | No
LSLI3613 | 105 | Jade | Horseshoe Bay | 78657 |  |  |  | Non-Lead - Plastic | Don't Know | Unknown | No build date recorded/visual inspection completed | Non-Lead - Plastic | Unknown | No build date recorded/visual inspection completed | Non-Lead | No | No |  |  | No |  | No
LSLI3614 | 109 | Jade | Horseshoe Bay | 78657 |  |  |  | Non-Lead - Plastic | Don't Know | Unknown | No build date recorded/visual inspection completed | Non-Lead - Plastic | Unknown | No build date recorded/visual inspection completed | Non-Lead | No | No |  |  | No |  | No
LSLI3615 | 111 | Jade | Horseshoe Bay | 78657 |  |  |  | Non-Lead - Plastic | Don't Know | Unknown | No build date recorded/visual inspection completed | Non-Lead - Plastic | Unknown | No build date recorded/visual inspection completed | Non-Lead | No | No |  |  | No |  | No
LSLI3616 | 115 | Jade | Horseshoe Bay | 78657 |  |  |  | Non-Lead - Plastic | Don't Know | Unknown | No build date recorded/visual inspection completed | Non-Lead - Plastic | Unknown | No build date recorded/visual inspection completed | Non-Lead | No | No |  |  | No |  | No
LSLI3617 | 510 | Jalapeno | Horseshoe Bay | 78657 |  |  |  | Non-Lead - Plastic | Don't Know | Unknown | No build date recorded/visual inspection completed | Non-Lead - Plastic | Unknown | No build date recorded/visual inspection completed | Non-Lead | No | No |  |  | No |  | No
LSLI3618 | 103 | Keel Way | Horseshoe Bay | 78657 |  |  |  | Non-Lead - Plastic | Don't Know | Unknown | No build date recorded/visual inspection completed | Non-Lead - Plastic | Unknown | No build date recorded/visual inspection completed | Non-Lead | No | No |  |  | No |  | Yes | Tier 1
LSLI3619 | 104 | Keel Way | Horseshoe Bay | 78657 |  |  |  | Non-Lead - Plastic | Don't Know | Unknown | No build date recorded/visual inspection completed | Non-Lead - Plastic | Unknown | No build date recorded/visual inspection completed | Non-Lead | No | No |  |  | No |  | No
LSLI3620 | 109 | Keel Way | Horseshoe Bay | 78657 |  |  |  | Non-Lead - Plastic | Don't Know | Unknown | No build date recorded/visual inspection completed | Non-Lead - Plastic | Unknown | No build date recorded/visual inspection completed | Non-Lead | No | No |  |  | No |  | No
LSLI3621 | 110 | Keel Way | Horseshoe Bay | 78657 |  |  |  | Non-Lead - Plastic | Don't Know | Unknown | No build date recorded/visual inspection completed | Non-Lead - Plastic | Unknown | No build date recorded/visual inspection completed | Non-Lead | No | No |  |  | No |  | No
LSLI3622 | 112 | Keel Way | Horseshoe Bay | 78657 |  |  |  | Non-Lead - Plastic | Don't Know | Unknown | No build date recorded/visual inspection completed | Non-Lead - Plastic | Unknown | No build date recorded/visual inspection completed | Non-Lead | No | No |  |  | No |  | No
LSLI3623 | 113 | Keel Way | Horseshoe Bay | 78657 |  |  |  | NO SERVICE | Don't Know | Unknown | No build date recorded/visual inspection completed | NO SERVICE | Unknown | No build date recorded/visual inspection completed | Non-Lead | No | No |  |  | No |  | No
LSLI3624 | 204 | Keel Way | Horseshoe Bay | 78657 |  |  |  | Non-Lead | Don't Know | Unknown | No build date recorded/visual inspection completed | Non-Lead - Other | Unknown | No build date recorded/visual inspection completed | Non-Lead | No | No |  |  | No |  | No
LSLI3625 | 103 | Kimble Ct Pecan Crossing | Horseshoe Bay | 78657 |  |  |  | Non-Lead - Plastic | Don't Know | Unknown | No build date recorded/visual inspection completed | Non-Lead - Copper | Unknown | No build date recorded/visual inspection completed | Non-Lead | No | Don't Know |  |  | No |  | No
LSLI3626 | 1400 | Kiowa | Horseshoe Bay | 78657 |  |  |  | Non-Lead - Plastic | Don't Know | Unknown | No build date recorded/visual inspection completed | Non-Lead - Plastic | Unknown | No build date recorded/visual inspection completed | Non-Lead | No | No |  |  | No |  | No
LSLI3627 | 1407 | Kiowa St | Horseshoe Bay | 78657 |  |  |  | Non-Lead - Plastic | Don't Know | Unknown | No build date recorded/visual inspection completed | Non-Lead - Plastic | Unknown | No build date recorded/visual inspection completed | Non-Lead | No | No |  |  | No |  | No
LSLI3628 | 302 | Kleen Ayre | Horseshoe Bay | 78657 |  |  |  | Non-Lead - Plastic | Don't Know | Unknown | No build date recorded/visual inspection completed | Non-Lead - Copper | Unknown | No build date recorded/visual inspection completed | Non-Lead | No | Don't Know |  |  | No |  | No
LSLI3629 | 109 | Lachite 1 Baywest | Horseshoe Bay | 78657 |  |  |  | Non-Lead | Don't Know | Unknown | No build date recorded/visual inspection completed | Non-Lead | Unknown | No build date recorded/visual inspection completed | Non-Lead | No | No |  |  | No |  | No
LSLI3630 | 107 | Lachite 1 Westridge | Horseshoe Bay | 78657 |  |  |  | Non-Lead - Plastic | Don't Know | Unknown | No build date recorded/visual inspection completed | Non-Lead | Unknown | No build date recorded/visual inspection completed | Non-Lead | No | No |  |  | No |  | No
LSLI3631 | 109 | Lachite 2 Baywest | Horseshoe Bay | 78657 |  |  |  | Non-Lead - Plastic | Don't Know | Unknown | No build date recorded/visual inspection completed | Non-Lead - Plastic | Unknown | No build date recorded/visual inspection completed | Non-Lead | No | No |  |  | No |  | No
LSLI3632 | 109 | Lachite 4 Baywest | Horseshoe Bay | 78657 |  |  |  | Non-Lead - Plastic | Don't Know | Unknown | No build date recorded/visual inspection completed | Non-Lead - Plastic | Unknown | No build date recorded/visual inspection completed | Non-Lead | No | No |  |  | No |  | No
LSLI3633 | 109 | Lachite 5 Baywest | Horseshoe Bay | 78657 |  |  |  | Non-Lead - Plastic | Don't Know | Unknown | No build date recorded/visual inspection completed | Non-Lead - Plastic | Unknown | No build date recorded/visual inspection completed | Non-Lead | No | No |  |  | No |  | No
LSLI3634 | 112 | Lachite 8 Final Four | Horseshoe Bay | 78657 |  |  |  | Non-Lead - Plastic | Don't Know | Unknown | No build date recorded/visual inspection completed | Non-Lead - Plastic | Unknown | No build date recorded/visual inspection completed | Non-Lead | No | No |  |  | No |  | No
LSLI3635 | 105 | Lachite B | Horseshoe Bay | 78657 |  |  |  | Non-Lead - Plastic | Don't Know | Unknown | No build date recorded/visual inspection completed | Non-Lead - Plastic | Unknown | No build date recorded/visual inspection completed | Non-Lead | No | No |  |  | No |  | No
LSLI3636 | 1503 | Lake | Horseshoe Bay | 78657 |  |  |  | Non-Lead - Plastic | Don't Know | Unknown | No build date recorded/visual inspection completed | Non-Lead - Plastic | Unknown | No build date recorded/visual inspection completed | Non-Lead | No | No |  |  | No |  | No
LSLI3637 | 2205 | Lamp Lighter | Horseshoe Bay | 78657 |  |  |  | Non-Lead - Plastic | Don't Know | Unknown | No build date recorded/visual inspection completed | Non-Lead - Plastic | Unknown | No build date recorded/visual inspection completed | Non-Lead | No | No |  |  | No |  | No
LSLI3638 | 2212 | Lamp Lighter | Horseshoe Bay | 78657 |  |  |  | Non-Lead - Plastic | Don't Know | Unknown | No build date recorded/visual inspection completed | Non-Lead - Plastic | Unknown | No build date recorded/visual inspection completed | Non-Lead | No | No |  |  | No |  | No
LSLI3639 | 100 | Lasso | Horseshoe Bay | 78657 |  |  |  | Non-Lead - Plastic | Don't Know | Unknown | No build date recorded/visual inspection completed | Non-Lead - Plastic | Unknown | No build date recorded/visual inspection completed | Non-Lead | No | No |  |  | No |  | Yes | Tier 1
LSLI3640 | 108 | Lasso | Horseshoe Bay | 78657 |  |  |  | Non-Lead - Plastic | Don't Know | Unknown | No build date recorded/visual inspection completed | Non-Lead - Plastic | Unknown | No build date recorded/visual inspection completed | Non-Lead | No | No |  |  | No |  | No
LSLI3641 | 207 | Lasso | Horseshoe Bay | 78657 |  |  |  | Non-Lead - Plastic | Don't Know | Unknown | No build date recorded/visual inspection completed | Non-Lead - Plastic | Unknown | No build date recorded/visual inspection completed | Non-Lead | No | No |  |  | No |  | No
LSLI3642 | 209 | Lasso | Horseshoe Bay | 78657 |  |  |  | Non-Lead - Plastic | Don't Know | Unknown | No build date recorded/visual inspection completed | Non-Lead - Plastic | Unknown | No build date recorded/visual inspection completed | Non-Lead | No | No |  |  | No |  | No
LSLI3643 | 210 | Lasso | Horseshoe Bay | 78657 |  |  |  | Non-Lead - Plastic | Don't Know | Unknown | No build date recorded/visual inspection completed | Non-Lead - Plastic | Unknown | No build date recorded/visual inspection completed | Non-Lead | No | No |  |  | No |  | No
LSLI3644 | 212 | Lasso | Horseshoe Bay | 78657 |  |  |  | Non-Lead - Plastic | Don't Know | Unknown | No build date recorded/visual inspection completed | Non-Lead - Plastic | Unknown | No build date recorded/visual inspection completed | Non-Lead | No | No |  |  | No |  | No
LSLI3645 | 303 | Left Ln | Horseshoe Bay | 78657 |  |  |  | Non-Lead - Plastic | Don't Know | Unknown | No build date recorded/visual inspection completed | Non-Lead - Plastic | Unknown | No build date recorded/visual inspection completed | Non-Lead | No | No |  |  | No |  | No
LSLI3646 | 100 | Lighthouse Dr | Horseshoe Bay | 78657 |  |  |  | Non-Lead - Other | Don't Know | Unknown | No build date recorded/visual inspection completed | Non-Lead - Other | Unknown | No build date recorded/visual inspection completed | Non-Lead | No | No |  |  | No |  | No
LSLI3647 | 103 | Lighthouse Dr | Horseshoe Bay | 78657 |  |  |  | Non-Lead - Plastic | Don't Know | Unknown | No build date recorded/visual inspection completed | Non-Lead - Plastic | Unknown | No build date recorded/visual inspection completed | Non-Lead | No | No |  |  | No |  | No
LSLI3648 | 105 | Lighthouse Dr | Horseshoe Bay | 78657 |  |  |  | Unknown - Unlikely Lead | Don't Know | Unknown | No build date recorded/visual inspection completed | Non-Lead - Plastic | Unknown | No build date recorded/visual inspection completed | Non-Lead | No | No |  |  | No |  | No
LSLI3649 | 107 | Lighthouse Dr | Horseshoe Bay | 78657 |  |  |  | Non-Lead - Plastic | Don't Know | Unknown | No build date recorded/visual inspection completed | Non-Lead - Plastic | Unknown | No build date recorded/visual inspection completed | Non-Lead | No | No |  |  | No |  | No
LSLI3650 | 202 | Lighthouse Dr | Horseshoe Bay | 78657 |  |  |  | Non-Lead - Plastic | Don't Know | Unknown | No build date recorded/visual inspection completed | Non-Lead - Plastic | Unknown | No build date recorded/visual inspection completed | Non-Lead | No | No |  |  | No |  | No
LSLI3651 | 203 | Lighthouse Dr | Horseshoe Bay | 78657 |  |  |  | Non-Lead - Plastic | Don't Know | Unknown | No build date recorded/visual inspection completed | Non-Lead - Plastic | Unknown | No build date recorded/visual inspection completed | Non-Lead | No | No |  |  | No |  | No
LSLI3652 | 205 | Lighthouse Dr | Horseshoe Bay | 78657 |  |  |  | Non-Lead - Plastic | Don't Know | Unknown | No build date recorded/visual inspection completed | Non-Lead - Plastic | Unknown | No build date recorded/visual inspection completed | Non-Lead | No | No |  |  | No |  | No
LSLI3653 | 208 | Lighthouse Dr | Horseshoe Bay | 78657 |  |  |  | Non-Lead - Plastic | Don't Know | Unknown | No build date recorded/visual inspection completed | Non-Lead - Plastic | Unknown | No build date recorded/visual inspection completed | Non-Lead | No | No |  |  | No |  | No
LSLI3654 | 211 | Lighthouse Dr | Horseshoe Bay | 78657 |  |  |  | Non-Lead - Plastic | Don't Know | Unknown | No build date recorded/visual inspection completed | Non-Lead - Plastic | Unknown | No build date recorded/visual inspection completed | Non-Lead | No | No |  |  | No |  | No
LSLI3655 | 302 | Lighthouse Dr | Horseshoe Bay | 78657 |  |  |  | Non-Lead - Plastic | Don't Know | Unknown | No build date recorded/visual inspection completed | Non-Lead - Plastic | Unknown | No build date recorded/visual inspection completed | Non-Lead | No | No |  |  | No |  | No
LSLI3656 | 303 | Lighthouse Dr | Horseshoe Bay | 78657 |  |  |  | Non-Lead - Plastic | Don't Know | Unknown | No build date recorded/visual inspection completed | Non-Lead - Plastic | Unknown | No build date recorded/visual inspection completed | Non-Lead | No | No |  |  | No |  | No
LSLI3657 | 402 | Lighthouse Dr | Horseshoe Bay | 78657 |  |  |  | Non-Lead - Plastic | Don't Know | Unknown | No build date recorded/visual inspection completed | Non-Lead - Plastic | Unknown | No build date recorded/visual inspection completed | Non-Lead | No | No |  |  | No |  | Yes | Tier 3
LSLI3658 | 403 | Lighthouse Dr | Horseshoe Bay | 78657 |  |  |  | Non-Lead - Plastic | Don't Know | Unknown | No build date recorded/visual inspection completed | Non-Lead - Plastic | Unknown | No build date recorded/visual inspection completed | Non-Lead | No | No |  |  | No |  | No
LSLI3659 | 405 | Lighthouse Dr | Horseshoe Bay | 78657 |  |  |  | Non-Lead - Plastic | Don't Know | Unknown | No build date recorded/visual inspection completed | Non-Lead - Plastic | Unknown | No build date recorded/visual inspection completed | Non-Lead | No | No |  |  | No |  | No
LSLI3660 | 407 | Lighthouse Dr | Horseshoe Bay | 78657 |  |  |  | Non-Lead - Plastic | Don't Know | Unknown | No build date recorded/visual inspection completed | Non-Lead - Plastic | Unknown | No build date recorded/visual inspection completed | Non-Lead | No | No |  |  | No |  | No
LSLI3661 | 410 | Lighthouse Dr | Horseshoe Bay | 78657 |  |  |  | Non-Lead - Plastic | Don't Know | Unknown | No build date recorded/visual inspection completed | Non-Lead - Other | Unknown | No build date recorded/visual inspection completed | Non-Lead | No | No |  |  | No |  | No
LSLI3662 | 413 | Lighthouse Dr | Horseshoe Bay | 78657 |  |  |  | NO SERVICE | Don't Know | Unknown | No build date recorded/visual inspection completed | NO SERVICE | Unknown | No build date recorded/visual inspection completed | Non-Lead | No | No |  |  | No |  | No
LSLI3663 | 416 | Lighthouse Dr | Horseshoe Bay | 78657 |  |  |  | Non-Lead - Plastic | Don't Know | Unknown | No build date recorded/visual inspection completed | Non-Lead - Plastic | Unknown | No build date recorded/visual inspection completed | Non-Lead | No | No |  |  | No |  | No
LSLI3664 | 418 | Lighthouse Dr | Horseshoe Bay | 78657 |  |  |  | Non-Lead - Other | Don't Know | Unknown | No build date recorded/visual inspection completed | Non-Lead - Plastic | Unknown | No build date recorded/visual inspection completed | Non-Lead | No | No |  |  | No |  | No
LSLI3665 | 427 | Lighthouse Dr | Horseshoe Bay | 78657 |  |  |  | Non-Lead - Copper | Don't Know | Unknown | No build date recorded/visual inspection completed | Non-Lead - Plastic | Unknown | No build date recorded/visual inspection completed | Non-Lead | Don't Know | Don't Know |  |  | No |  | Yes | Tier 3
LSLI3666 | 505 | Lighthouse Dr | Horseshoe Bay | 78657 |  |  |  | Non-Lead - Plastic | Don't Know | Unknown | No build date recorded/visual inspection completed | Non-Lead - Plastic | Unknown | No build date recorded/visual inspection completed | Non-Lead | No | No |  |  | No |  | No
LSLI3667 | 507 | Lighthouse Dr | Horseshoe Bay | 78657 |  |  |  | Non-Lead - Plastic | Don't Know | Unknown | No build date recorded/visual inspection completed | Non-Lead - Plastic | Unknown | No build date recorded/visual inspection completed | Non-Lead | No | No |  |  | No |  | No
LSLI3668 | 513 | Lighthouse Dr | Horseshoe Bay | 78657 |  |  |  | Non-Lead - Plastic | Don't Know | Unknown | No build date recorded/visual inspection completed | Non-Lead - Other | Unknown | No build date recorded/visual inspection completed | Non-Lead | No | No |  |  | No |  | No
LSLI3669 | 524 | Lighthouse Dr | Horseshoe Bay | 78657 |  |  |  | Non-Lead - Plastic | Don't Know | Unknown | No build date recorded/visual inspection completed | Non-Lead - Other | Unknown | No build date recorded/visual inspection completed | Non-Lead | No | No |  |  | No |  | No
LSLI3670 | 525 | Lighthouse Dr | Horseshoe Bay | 78657 |  |  |  | Non-Lead - Plastic | Don't Know | Unknown | No build date recorded/visual inspection completed | Non-Lead - Plastic | Unknown | No build date recorded/visual inspection completed | Non-Lead | No | No |  |  | No |  | No
LSLI3671 | 533 | Lighthouse Dr 3 Lighthouse | Horseshoe Bay | 78657 |  |  |  | Non-Lead - Plastic | Don't Know | Unknown | No build date recorded/visual inspection completed | Non-Lead - Plastic | Unknown | No build date recorded/visual inspection completed | Non-Lead | No | No |  |  | No |  | No
LSLI3672 | 528 | Lighthouse Dr 6 Lighthouse | Horseshoe Bay | 78657 |  |  |  | Non-Lead - Plastic | Don't Know | Unknown | No build date recorded/visual inspection completed | Non-Lead - Plastic | Unknown | No build date recorded/visual inspection completed | Non-Lead | No | No |  |  | No |  | No
LSLI3673 | 529 | Lighthouse Dr 9 Lighthouse | Horseshoe Bay | 78657 |  |  |  | Non-Lead - Plastic | Don't Know | Unknown | No build date recorded/visual inspection completed | Non-Lead - Plastic | Unknown | No build date recorded/visual inspection completed | Non-Lead | No | No |  |  | No |  | No
LSLI3674 | 106 | Long Mountain | Horseshoe Bay | 78657 |  |  |  | Non-Lead - Plastic | Don't Know | Unknown | No build date recorded/visual inspection completed | Non-Lead - Plastic | Unknown | No build date recorded/visual inspection completed | Non-Lead | No | No |  |  | No |  | No
LSLI3675 | 210 | Long Mountain | Horseshoe Bay | 78657 |  |  |  | Non-Lead - Plastic | Don't Know | Unknown | No build date recorded/visual inspection completed | Non-Lead - Plastic | Unknown | No build date recorded/visual inspection completed | Non-Lead | No | No |  |  | No |  | No
LSLI3676 | 605 | Long Shot | Horseshoe Bay | 78657 |  |  |  | Non-Lead - Plastic | Don't Know | Unknown | No build date recorded/visual inspection completed | Non-Lead - Plastic | Unknown | No build date recorded/visual inspection completed | Non-Lead | No | No |  |  | No |  | No
LSLI3677 | 607 | Long Shot | Horseshoe Bay | 78657 |  |  |  | Non-Lead - Plastic | Don't Know | Unknown | No build date recorded/visual inspection completed | Non-Lead - Plastic | Unknown | No build date recorded/visual inspection completed | Non-Lead | No | No |  |  | No |  | Yes | Tier 1
LSLI3678 | 103 | Longhorn | Horseshoe Bay | 78657 |  |  |  | Non-Lead - Plastic | Don't Know | Unknown | No build date recorded/visual inspection completed | Non-Lead - Plastic | Unknown | No build date recorded/visual inspection completed | Non-Lead | No | No |  |  | No |  | No
LSLI3679 | 105 | Longhorn | Horseshoe Bay | 78657 |  |  |  | Non-Lead - Plastic | Don't Know | Unknown | No build date recorded/visual inspection completed | Non-Lead - Plastic | Unknown | No build date recorded/visual inspection completed | Non-Lead | No | No |  |  | No |  | No
LSLI3680 | 113 | Longhorn | Horseshoe Bay | 78657 |  |  |  | Non-Lead - Plastic | Don't Know | Unknown | No build date recorded/visual inspection completed | Non-Lead - Plastic | Unknown | No build date recorded/visual inspection completed | Non-Lead | No | No |  |  | No |  | No
LSLI3681 | 114 | Longhorn | Horseshoe Bay | 78657 |  |  |  | Non-Lead - Plastic | Don't Know | Unknown | No build date recorded/visual inspection completed | Non-Lead - Plastic | Unknown | No build date recorded/visual inspection completed | Non-Lead | No | No |  |  | No |  | No
LSLI3682 | 117 | Longhorn | Horseshoe Bay | 78657 |  |  |  | Non-Lead - Plastic | Don't Know | Unknown | No build date recorded/visual inspection completed | Non-Lead - Plastic | Unknown | No build date recorded/visual inspection completed | Non-Lead | No | No |  |  | No |  | No
LSLI3683 | 118 | Longhorn | Horseshoe Bay | 78657 |  |  |  | Non-Lead - Plastic | Don't Know | Unknown | No build date recorded/visual inspection completed | Non-Lead - Plastic | Unknown | No build date recorded/visual inspection completed | Non-Lead | No | No |  |  | No |  | Yes | Tier 1
LSLI3684 | 201 | Longhorn | Horseshoe Bay | 78657 |  |  |  | Non-Lead - Plastic | Don't Know | Unknown | No build date recorded/visual inspection completed | Non-Lead - Plastic | Unknown | No build date recorded/visual inspection completed | Non-Lead | No | No |  |  | No |  | No
LSLI3685 | 203 | Longhorn | Horseshoe Bay | 78657 |  |  |  | Non-Lead - Plastic | Don't Know | Unknown | No build date recorded/visual inspection completed | Non-Lead - Plastic | Unknown | No build date recorded/visual inspection completed | Non-Lead | No | No |  |  | No |  | No
LSLI3686 | 205 | Longhorn | Horseshoe Bay | 78657 |  |  |  | Non-Lead - Plastic | Don't Know | Unknown | No build date recorded/visual inspection completed | Non-Lead - Plastic | Unknown | No build date recorded/visual inspection completed | Non-Lead | No | No |  |  | No |  | No
LSLI3687 | 104 | Los Lagos | Horseshoe Bay | 78657 |  |  |  | NO SERVICE | Don't Know | Unknown | No build date recorded/visual inspection completed | NO SERVICE | Unknown | No build date recorded/visual inspection completed | Non-Lead | No | No |  |  | No |  | Yes | Tier 3
LSLI3688 | 2100 | Lost Creek | Horseshoe Bay | 78657 |  |  |  | Non-Lead - Plastic | Don't Know | Unknown | No build date recorded/visual inspection completed | Non-Lead - Plastic | Unknown | No build date recorded/visual inspection completed | Non-Lead | No | No |  |  | No |  | No
LSLI3689 | 509 | Lost Dutchman | Horseshoe Bay | 78657 |  |  |  | Non-Lead - Plastic | Don't Know | Unknown | No build date recorded/visual inspection completed | Non-Lead - Plastic | Unknown | No build date recorded/visual inspection completed | Non-Lead | No | No |  |  | No |  | No
LSLI3690 | 402 | Lost Echo 1 Lost Echo | Horseshoe Bay | 78657 |  |  |  | Non-Lead - Plastic | Don't Know | Unknown | No build date recorded/visual inspection completed | Unknown - Unlikely Lead | Unknown | No build date recorded/visual inspection completed | Non-Lead | No | No |  |  | No |  | No
LSLI3691 | 402 | Lost Echo 2 Lost Echo | Horseshoe Bay | 78657 |  |  |  | Non-Lead - Plastic | Don't Know | Unknown | No build date recorded/visual inspection completed | Unknown - Unlikely Lead | Unknown | No build date recorded/visual inspection completed | Non-Lead | No | No |  |  | No |  | No
LSLI3692 | 402 | Lost Echo 6 Lost Echo | Horseshoe Bay | 78657 |  |  |  | Non-Lead - Plastic | Don't Know | Unknown | No build date recorded/visual inspection completed | Unknown - Unlikely Lead | Unknown | No build date recorded/visual inspection completed | Non-Lead | No | No |  |  | No |  | No
LSLI3693 | 109 | Lost Spur | Horseshoe Bay | 78657 |  |  |  | Non-Lead - Plastic | Don't Know | Unknown | No build date recorded/visual inspection completed | Non-Lead - Plastic | Unknown | No build date recorded/visual inspection completed | Non-Lead | No | No |  |  | No |  | No
LSLI3694 | 121 | Lost Spur #1 | Horseshoe Bay | 78657 |  |  |  | Non-Lead - Plastic | Don't Know | Unknown | No build date recorded/visual inspection completed | Non-Lead - Plastic | Unknown | No build date recorded/visual inspection completed | Non-Lead | No | No |  |  | No |  | No
LSLI3695 | 111 | Lost Spur 12 Slick Rock | Horseshoe Bay | 78657 |  |  |  | Non-Lead - Plastic | Don't Know | Unknown | No build date recorded/visual inspection completed | Non-Lead - Plastic | Unknown | No build date recorded/visual inspection completed | Non-Lead | No | No |  |  | No |  | No
LSLI3696 | 123 | Lost Spur 3 #18 | Horseshoe Bay | 78657 |  |  |  | Non-Lead - Plastic | Don't Know | Unknown | No build date recorded/visual inspection completed | Non-Lead - Plastic | Unknown | No build date recorded/visual inspection completed | Non-Lead | No | No |  |  | No |  | No
LSLI3697 | 121 | Lost Spur 3 Sandtrap | Horseshoe Bay | 78657 |  |  |  | Non-Lead - Plastic | Don't Know | Unknown | No build date recorded/visual inspection completed | Non-Lead - Plastic | Unknown | No build date recorded/visual inspection completed | Non-Lead | No | No |  |  | No |  | No
LSLI3698 | 123 | Lost Spur 4 #18 | Horseshoe Bay | 78657 |  |  |  | Non-Lead - Plastic | Don't Know | Unknown | No build date recorded/visual inspection completed | Non-Lead - Plastic | Unknown | No build date recorded/visual inspection completed | Non-Lead | No | No |  |  | No |  | No
LSLI3699 | 117 | Lost Spur 4 Parkridge | Horseshoe Bay | 78657 |  |  |  | Non-Lead - Plastic | Don't Know | Unknown | No build date recorded/visual inspection completed | Non-Lead - Plastic | Unknown | No build date recorded/visual inspection completed | Non-Lead | No | No |  |  | No |  | No
LSLI3700 | 121 | Lost Spur 4 Sandtrap | Horseshoe Bay | 78657 |  |  |  | Non-Lead - Plastic | Don't Know | Unknown | No build date recorded/visual inspection completed | Non-Lead - Plastic | Unknown | No build date recorded/visual inspection completed | Non-Lead | No | No |  |  | No |  | No
LSLI3701 | 121 | Lost Spur 5 Sandtrap | Horseshoe Bay | 78657 |  |  |  | Non-Lead - Plastic | Don't Know | Unknown | No build date recorded/visual inspection completed | Non-Lead - Plastic | Unknown | No build date recorded/visual inspection completed | Non-Lead | No | No |  |  | No |  | No
LSLI3702 | 123 | Lost Spur 6 #18 | Horseshoe Bay | 78657 |  |  |  | Non-Lead - Plastic | Don't Know | Unknown | No build date recorded/visual inspection completed | Non-Lead - Plastic | Unknown | No build date recorded/visual inspection completed | Non-Lead | No | No |  |  | No |  | No
LSLI3703 | 117 | Lost Spur 6 Parkridge | Horseshoe Bay | 78657 |  |  |  | Non-Lead - Plastic | Don't Know | Unknown | No build date recorded/visual inspection completed | Non-Lead - Plastic | Unknown | No build date recorded/visual inspection completed | Non-Lead | No | No |  |  | No |  | No
LSLI3704 | 111 | Lost Spur 6 Slick Rock | Horseshoe Bay | 78657 |  |  |  | Non-Lead - Plastic | Don't Know | Unknown | No build date recorded/visual inspection completed | Non-Lead - Plastic | Unknown | No build date recorded/visual inspection completed | Non-Lead | No | No |  |  | No |  | No
LSLI3705 | 119 | Lost Spur B Fairway Manor | Horseshoe Bay | 78657 |  |  |  | Non-Lead - Plastic | Don't Know | Unknown | No build date recorded/visual inspection completed | Non-Lead - Plastic | Unknown | No build date recorded/visual inspection completed | Non-Lead | No | No |  |  | No |  | No
LSLI3706 | 309 | Lucy Ln | Horseshoe Bay | 78657 |  |  |  | Non-Lead - Plastic | Don't Know | Unknown | No build date recorded/visual inspection completed | Non-Lead - Plastic | Unknown | No build date recorded/visual inspection completed | Non-Lead | No | No |  |  | No |  | No
LSLI3707 | 311 | Lucy Ln | Horseshoe Bay | 78657 |  |  |  | Non-Lead - Plastic | Don't Know | Unknown | No build date recorded/visual inspection completed | Non-Lead - Plastic | Unknown | No build date recorded/visual inspection completed | Non-Lead | No | No |  |  | No |  | No
LSLI3708 | 312 | Lucy Ln | Horseshoe Bay | 78657 |  |  |  | Non-Lead - Plastic | Don't Know | Unknown | No build date recorded/visual inspection completed | Non-Lead - Plastic | Unknown | No build date recorded/visual inspection completed | Non-Lead | No | No |  |  | No |  | No
LSLI3709 | 313 | Lucy Ln | Horseshoe Bay | 78657 |  |  |  | Non-Lead - Plastic | Don't Know | Unknown | No build date recorded/visual inspection completed | Non-Lead - Plastic | Unknown | No build date recorded/visual inspection completed | Non-Lead | No | No |  |  | No |  | No
LSLI3710 | 321 | Lucy Ln | Horseshoe Bay | 78657 |  |  |  | Galvanized | Don't Know | Unknown | No build date recorded/visual inspection completed | Non-Lead - Plastic | Unknown | No build date recorded/visual inspection completed | Non-Lead | No | No |  |  | No |  | No
LSLI3711 | 323 | Lucy Ln | Horseshoe Bay | 78657 |  |  |  | Galvanized | Don't Know | Unknown | No build date recorded/visual inspection completed | Non-Lead - Plastic | Unknown | No build date recorded/visual inspection completed | Non-Lead | No | No |  |  | No |  | No
LSLI3712 | 408 | Lucy Ln | Horseshoe Bay | 78657 |  |  |  | Non-Lead - Plastic | Don't Know | Unknown | No build date recorded/visual inspection completed | Non-Lead - Plastic | Unknown | No build date recorded/visual inspection completed | Non-Lead | No | No |  |  | No |  | No
LSLI3713 | 412 | Lucy Ln | Horseshoe Bay | 78657 |  |  |  | Non-Lead - Plastic | Don't Know | Unknown | No build date recorded/visual inspection completed | Non-Lead - Plastic | Unknown | No build date recorded/visual inspection completed | Non-Lead | No | No |  |  | No |  | No
LSLI3714 | 500 | Lucy Ln | Horseshoe Bay | 78657 |  |  |  | Non-Lead - Copper | Don't Know | Unknown | No build date recorded/visual inspection completed | Non-Lead - Copper | Unknown | No build date recorded/visual inspection completed | Non-Lead | Don't Know | Don't Know |  |  | No |  | Yes | Tier 1
LSLI3715 | 502 | Lucy Ln | Horseshoe Bay | 78657 |  |  |  | Non-Lead - Plastic | Don't Know | Unknown | No build date recorded/visual inspection completed | Non-Lead - Plastic | Unknown | No build date recorded/visual inspection completed | Non-Lead | No | No |  |  | No |  | No
LSLI3716 | 508 | Lucy Ln | Horseshoe Bay | 78657 |  |  |  | Non-Lead - Plastic | Don't Know | Unknown | No build date recorded/visual inspection completed | Non-Lead - Plastic | Unknown | No build date recorded/visual inspection completed | Non-Lead | No | No |  |  | No |  | No
LSLI3717 | 518 | Lucy Ln | Horseshoe Bay | 78657 |  |  |  | Non-Lead - Plastic | Don't Know | Unknown | No build date recorded/visual inspection completed | Non-Lead - Plastic | Unknown | No build date recorded/visual inspection completed | Non-Lead | No | No |  |  | No |  | No
LSLI3718 | 521 | Lucy Ln | Horseshoe Bay | 78657 |  |  |  | Non-Lead - Plastic | Don't Know | Unknown | No build date recorded/visual inspection completed | Non-Lead - Plastic | Unknown | No build date recorded/visual inspection completed | Non-Lead | No | No |  |  | No |  | No
LSLI3719 | 522 | Lucy Ln | Horseshoe Bay | 78657 |  |  |  | Non-Lead - Plastic | Don't Know | Unknown | No build date recorded/visual inspection completed | Non-Lead - Plastic | Unknown | No build date recorded/visual inspection completed | Non-Lead | No | No |  |  | No |  | No
LSLI3720 | 300 | Lucy Ln 1 Crestview | Horseshoe Bay | 78657 |  |  |  | Non-Lead - Plastic | Don't Know | Unknown | No build date recorded/visual inspection completed | Non-Lead - Plastic | Unknown | No build date recorded/visual inspection completed | Non-Lead | No | No |  |  | No |  | No
LSLI3721 | 300 | Lucy Ln 3 Crestview | Horseshoe Bay | 78657 |  |  |  | Non-Lead - Plastic | Don't Know | Unknown | No build date recorded/visual inspection completed | Non-Lead - Plastic | Unknown | No build date recorded/visual inspection completed | Non-Lead | No | No |  |  | No |  | No
LSLI3722 | 302 | Lucy Ln B | Horseshoe Bay | 78657 |  |  |  | Non-Lead - Plastic | Don't Know | Unknown | No build date recorded/visual inspection completed | Non-Lead - Plastic | Unknown | No build date recorded/visual inspection completed | Non-Lead | No | No |  |  | No |  | No
LSLI3723 | 101 | Marlin | Horseshoe Bay | 78657 |  |  |  | Non-Lead | Don't Know | Unknown | No build date recorded/visual inspection completed | Non-Lead - Plastic | Unknown | No build date recorded/visual inspection completed | Non-Lead | No | No |  |  | No |  | No
LSLI3724 | 100 | Mason Ct Pecan Creek | Horseshoe Bay | 78657 |  |  |  | Non-Lead - Plastic | Don't Know | Unknown | No build date recorded/visual inspection completed | Non-Lead - Plastic | Unknown | No build date recorded/visual inspection completed | Non-Lead | No | No |  |  | No |  | No
LSLI3725 | 102 | Mason Ct Pecan Creek | Horseshoe Bay | 78657 |  |  |  | Non-Lead - Plastic | Don't Know | Unknown | No build date recorded/visual inspection completed | Non-Lead - Plastic | Unknown | No build date recorded/visual inspection completed | Non-Lead | No | No |  |  | No |  | No
LSLI3726 | 106 | Mason Ct Pecan Creek | Horseshoe Bay | 78657 |  |  |  | Non-Lead - Plastic | Don't Know | Unknown | No build date recorded/visual inspection completed | Non-Lead - Plastic | Unknown | No build date recorded/visual inspection completed | Non-Lead | No | No |  |  | No |  | No
LSLI3727 | 100 | Matern Ct | Horseshoe Bay | 78657 |  |  |  | Non-Lead - Plastic | Don't Know | Unknown | No build date recorded/visual inspection completed | Non-Lead - Other | Unknown | No build date recorded/visual inspection completed | Non-Lead | No | No |  |  | No |  | No
LSLI3728 | 107 | Matern Ct | Horseshoe Bay | 78657 |  |  |  | Non-Lead - Plastic | Don't Know | Unknown | No build date recorded/visual inspection completed | Non-Lead - Plastic | Unknown | No build date recorded/visual inspection completed | Non-Lead | No | No |  |  | No |  | No
LSLI3729 | 300 | Matern Ct | Horseshoe Bay | 78657 |  |  |  | Non-Lead - Plastic | Don't Know | Unknown | No build date recorded/visual inspection completed | Non-Lead - Copper | Unknown | No build date recorded/visual inspection completed | Non-Lead | No | Don't Know |  |  | No |  | No
LSLI3730 | 306 | Matern Ct | Horseshoe Bay | 78657 |  |  |  | Non-Lead - Plastic | Don't Know | Unknown | No build date recorded/visual inspection completed | Non-Lead - Plastic | Unknown | No build date recorded/visual inspection completed | Non-Lead | No | No |  |  | No |  | No
LSLI3731 | 309 | Matern Ct | Horseshoe Bay | 78657 |  |  |  | Non-Lead - Plastic | Don't Know | Unknown | No build date recorded/visual inspection completed | Non-Lead - Copper | Unknown | No build date recorded/visual inspection completed | Non-Lead | No | Don't Know |  |  | No |  | No
LSLI3732 | 408 | Matern Ct | Horseshoe Bay | 78657 |  |  |  | Non-Lead - Plastic | Don't Know | Unknown | No build date recorded/visual inspection completed | Non-Lead - Plastic | Unknown | No build date recorded/visual inspection completed | Non-Lead | No | No |  |  | No |  | No
LSLI3733 | 419 | Matern Ct | Horseshoe Bay | 78657 |  |  |  | Non-Lead - Plastic | Don't Know | Unknown | No build date recorded/visual inspection completed | Non-Lead - Plastic | Unknown | No build date recorded/visual inspection completed | Non-Lead | No | No |  |  | No |  | No
LSLI3734 | 110 | Millwood | Horseshoe Bay | 78657 |  |  |  | Non-Lead | Don't Know | Unknown | No build date recorded/visual inspection completed | Non-Lead - Plastic | Unknown | No build date recorded/visual inspection completed | Non-Lead | No | No |  |  | No |  | No
LSLI3735 | 111 | Millwood | Horseshoe Bay | 78657 |  |  |  | Non-Lead | Don't Know | Unknown | No build date recorded/visual inspection completed | Non-Lead - Plastic | Unknown | No build date recorded/visual inspection completed | Non-Lead | No | No |  |  | No |  | Yes | Tier 1
LSLI3736 | 109 | Moon Isle | Horseshoe Bay | 78657 |  |  |  | Non-Lead - Plastic | Don't Know | Unknown | No build date recorded/visual inspection completed | Non-Lead - Plastic | Unknown | No build date recorded/visual inspection completed | Non-Lead | No | No |  |  | No |  | No
LSLI3737 | 111 | Moon Isle Anchorage | Horseshoe Bay | 78657 |  |  |  | Non-Lead | Don't Know | Unknown | No build date recorded/visual inspection completed | Non-Lead - Plastic | Unknown | No build date recorded/visual inspection completed | Non-Lead | No | No |  |  | No |  | No
LSLI3738 | 114 | Moon Isle Anchorage | Horseshoe Bay | 78657 |  |  |  | Non-Lead - Plastic | Don't Know | Unknown | No build date recorded/visual inspection completed | Non-Lead - Plastic | Unknown | No build date recorded/visual inspection completed | Non-Lead | No | No |  |  | No |  | No
LSLI3739 | 115 | Moon Isle Anchorage | Horseshoe Bay | 78657 |  |  |  | Non-Lead - Plastic | Don't Know | Unknown | No build date recorded/visual inspection completed | Non-Lead - Plastic | Unknown | No build date recorded/visual inspection completed | Non-Lead | No | No |  |  | No |  | No
LSLI3740 | 116 | Moon Isle Anchorage | Horseshoe Bay | 78657 |  |  |  | Non-Lead - Plastic | Don't Know | Unknown | No build date recorded/visual inspection completed | Non-Lead - Plastic | Unknown | No build date recorded/visual inspection completed | Non-Lead | No | No |  |  | No |  | No
LSLI3741 | 118 | Moon Isle Anchorage | Horseshoe Bay | 78657 |  |  |  | Non-Lead - Plastic | Don't Know | Unknown | No build date recorded/visual inspection completed | Non-Lead - Plastic | Unknown | No build date recorded/visual inspection completed | Non-Lead | No | No |  |  | No |  | No
LSLI3742 | 101 | Moonshine | Horseshoe Bay | 78657 |  |  |  | Non-Lead - Plastic | Don't Know | Unknown | No build date recorded/visual inspection completed | Non-Lead - Plastic | Unknown | No build date recorded/visual inspection completed | Non-Lead | No | No |  |  | No |  | No
LSLI3743 | 1213 | Mountain Dew | Horseshoe Bay | 78657 |  |  |  | Non-Lead - Plastic | Don't Know | Unknown | No build date recorded/visual inspection completed | Non-Lead - Plastic | Unknown | No build date recorded/visual inspection completed | Non-Lead | No | No |  |  | No |  | No
LSLI3744 | 1306 | Mountain Dew | Horseshoe Bay | 78657 |  |  |  | Non-Lead - Plastic | Don't Know | Unknown | No build date recorded/visual inspection completed | Non-Lead - Plastic | Unknown | No build date recorded/visual inspection completed | Non-Lead | No | No |  |  | No |  | No
LSLI3745 | 4011 | Mountain Dew | Horseshoe Bay | 78657 |  |  |  | Non-Lead - Plastic | Don't Know | Unknown | No build date recorded/visual inspection completed | Non-Lead | Unknown | No build date recorded/visual inspection completed | Non-Lead | No | No |  |  | No |  | No
LSLI3746 | 105 | Mountain Home | Horseshoe Bay | 78657 |  |  |  | Non-Lead - Plastic | Don't Know | Unknown | No build date recorded/visual inspection completed | Non-Lead - Plastic | Unknown | No build date recorded/visual inspection completed | Non-Lead | No | No |  |  | No |  | No
LSLI3747 | 1007 | Mountain Leather | Horseshoe Bay | 78657 |  |  |  | Non-Lead - Plastic | Don't Know | Unknown | No build date recorded/visual inspection completed | Non-Lead - Plastic | Unknown | No build date recorded/visual inspection completed | Non-Lead | No | No |  |  | No |  | No
LSLI3748 | 1015 | Mountain Leather | Horseshoe Bay | 78657 |  |  |  | Non-Lead - Plastic | Don't Know | Unknown | No build date recorded/visual inspection completed | Non-Lead - Plastic | Unknown | No build date recorded/visual inspection completed | Non-Lead | No | No |  |  | No |  | No
LSLI3749 | 1017 | Mountain Leather | Horseshoe Bay | 78657 |  |  |  | Non-Lead - Plastic | Don't Know | Unknown | No build date recorded/visual inspection completed | Non-Lead - Plastic | Unknown | No build date recorded/visual inspection completed | Non-Lead | No | No |  |  | No |  | No
LSLI3750 | 1123 | Mountain Leather | Horseshoe Bay | 78657 |  |  |  | Non-Lead - Plastic | Don't Know | Unknown | No build date recorded/visual inspection completed | Non-Lead - Plastic | Unknown | No build date recorded/visual inspection completed | Non-Lead | No | No |  |  | No |  | No
LSLI3751 | 1127 | Mountain Leather | Horseshoe Bay | 78657 |  |  |  | Non-Lead - Plastic | Don't Know | Unknown | No build date recorded/visual inspection completed | Non-Lead - Plastic | Unknown | No build date recorded/visual inspection completed | Non-Lead | No | No |  |  | No |  | No
LSLI3752 | 1128 | Mountain Leather | Horseshoe Bay | 78657 |  |  |  | Non-Lead - Plastic | Don't Know | Unknown | No build date recorded/visual inspection completed | Non-Lead - Plastic | Unknown | No build date recorded/visual inspection completed | Non-Lead | No | No |  |  | No |  | No
LSLI3753 | 1201 | Mountain Leather | Horseshoe Bay | 78657 |  |  |  | Non-Lead - Plastic | Don't Know | Unknown | No build date recorded/visual inspection completed | Non-Lead - Plastic | Unknown | No build date recorded/visual inspection completed | Non-Lead | No | No |  |  | No |  | No
LSLI3754 | 1304 | Mountain Leather | Horseshoe Bay | 78657 |  |  |  | Non-Lead - Plastic | Don't Know | Unknown | No build date recorded/visual inspection completed | Non-Lead - Plastic | Unknown | No build date recorded/visual inspection completed | Non-Lead | No | No |  |  | No |  | No
LSLI3755 | 607 | Mountain Leather | Horseshoe Bay | 78657 |  |  |  | Non-Lead - Plastic | Don't Know | Unknown | No build date recorded/visual inspection completed | Non-Lead - Plastic | Unknown | No build date recorded/visual inspection completed | Non-Lead | No | No |  |  | No |  | No
LSLI3756 | 715 | Mountain Leather | Horseshoe Bay | 78657 |  |  |  | Non-Lead - Plastic | Don't Know | Unknown | No build date recorded/visual inspection completed | Non-Lead - Plastic | Unknown | No build date recorded/visual inspection completed | Non-Lead | No | No |  |  | No |  | No
LSLI3757 | 108 | Mule Shoe Circle | Horseshoe Bay | 78657 |  |  |  | Non-Lead - Plastic | Don't Know | Unknown | No build date recorded/visual inspection completed | Non-Lead - Plastic | Unknown | No build date recorded/visual inspection completed | Non-Lead | No | No |  |  | No |  | No
LSLI3758 | 106 | Mystic | Horseshoe Bay | 78657 |  |  |  | Non-Lead - Plastic | Don't Know | Unknown | No build date recorded/visual inspection completed | Non-Lead - Plastic | Unknown | No build date recorded/visual inspection completed | Non-Lead | No | No |  |  | No |  | No
LSLI3759 | 108 | Mystic | Horseshoe Bay | 78657 |  |  |  | Non-Lead - Plastic | Don't Know | Unknown | No build date recorded/visual inspection completed | Non-Lead - Plastic | Unknown | No build date recorded/visual inspection completed | Non-Lead | No | No |  |  | No |  | No
LSLI3760 | 105 | Near North | Horseshoe Bay | 78657 |  |  |  | Non-Lead - Plastic | Don't Know | Unknown | No build date recorded/visual inspection completed | Non-Lead - Plastic | Unknown | No build date recorded/visual inspection completed | Non-Lead | No | No |  |  | No |  | No
LSLI3761 | 105 | Nimrod | Horseshoe Bay | 78657 |  |  |  | Non-Lead - Plastic | Don't Know | Unknown | No build date recorded/visual inspection completed | Non-Lead - Plastic | Unknown | No build date recorded/visual inspection completed | Non-Lead | No | No |  |  | No |  | No
LSLI3762 | 108 | Nimrod | Horseshoe Bay | 78657 |  |  |  | Non-Lead - Plastic | Don't Know | Unknown | No build date recorded/visual inspection completed | Non-Lead - Plastic | Unknown | No build date recorded/visual inspection completed | Non-Lead | No | No |  |  | No |  | No
LSLI3763 | 110 | Nimrod | Horseshoe Bay | 78657 |  |  |  | Non-Lead - Plastic | Don't Know | Unknown | No build date recorded/visual inspection completed | Non-Lead - Plastic | Unknown | No build date recorded/visual inspection completed | Non-Lead | No | No |  |  | No |  | No
LSLI3764 | 115 | Nimrod | Horseshoe Bay | 78657 |  |  |  | Non-Lead - Plastic | Don't Know | Unknown | No build date recorded/visual inspection completed | Non-Lead - Plastic | Unknown | No build date recorded/visual inspection completed | Non-Lead | No | No |  |  | No |  | No
LSLI3765 | 119 | Nimrod | Horseshoe Bay | 78657 |  |  |  | Non-Lead - Plastic | Don't Know | Unknown | No build date recorded/visual inspection completed | Non-Lead - Plastic | Unknown | No build date recorded/visual inspection completed | Non-Lead | No | No |  |  | No |  | No
LSLI3766 | 201 | No Return | Horseshoe Bay | 78657 |  |  |  | Non-Lead - Plastic | Don't Know | Unknown | No build date recorded/visual inspection completed | Non-Lead - Plastic | Unknown | No build date recorded/visual inspection completed | Non-Lead | No | No |  |  | No |  | No
LSLI3767 | 211 | No Return | Horseshoe Bay | 78657 |  |  |  | Non-Lead - Plastic | Don't Know | Unknown | No build date recorded/visual inspection completed | Non-Lead - Plastic | Unknown | No build date recorded/visual inspection completed | Non-Lead | No | No |  |  | No |  | No
LSLI3768 | 215 | No Return | Horseshoe Bay | 78657 |  |  |  | Non-Lead - Plastic | Don't Know | Unknown | No build date recorded/visual inspection completed | Non-Lead - Plastic | Unknown | No build date recorded/visual inspection completed | Non-Lead | No | No |  |  | No |  | No
LSLI3769 | 104 | Oasis A | Horseshoe Bay | 78657 |  |  |  | Non-Lead - Plastic | Don't Know | Unknown | No build date recorded/visual inspection completed | Non-Lead - Plastic | Unknown | No build date recorded/visual inspection completed | Non-Lead | No | No |  |  | No |  | No
LSLI3770 | 104 | Oasis B | Horseshoe Bay | 78657 |  |  |  | Non-Lead - Plastic | Don't Know | Unknown | No build date recorded/visual inspection completed | Non-Lead - Plastic | Unknown | No build date recorded/visual inspection completed | Non-Lead | No | No |  |  | No |  | No
LSLI3771 | 106 | Oasis B | Horseshoe Bay | 78657 |  |  |  | Non-Lead - Plastic | Don't Know | Unknown | No build date recorded/visual inspection completed | Non-Lead - Plastic | Unknown | No build date recorded/visual inspection completed | Non-Lead | No | No |  |  | No |  | No
LSLI3772 | 300 | Onyx | Horseshoe Bay | 78657 |  |  |  | Non-Lead - Plastic | Don't Know | Unknown | No build date recorded/visual inspection completed | Non-Lead - Plastic | Unknown | No build date recorded/visual inspection completed | Non-Lead | No | No |  |  | No |  | No
LSLI3773 | 302 | Onyx | Horseshoe Bay | 78657 |  |  |  | Galvanized | Don't Know | Unknown | No build date recorded/visual inspection completed | Non-Lead - Plastic | Unknown | No build date recorded/visual inspection completed | Non-Lead | No | No |  |  | No |  | No
LSLI3774 | 104 | Out Yonder | Horseshoe Bay | 78657 |  |  |  | Non-Lead - Other | Don't Know | Unknown | No build date recorded/visual inspection completed | Non-Lead - Plastic | Unknown | No build date recorded/visual inspection completed | Non-Lead | No | No |  |  | No |  | No
LSLI3775 | 205 | Out Yonder | Horseshoe Bay | 78657 |  |  |  | Non-Lead - Plastic | Don't Know | Unknown | No build date recorded/visual inspection completed | Non-Lead - Plastic | Unknown | No build date recorded/visual inspection completed | Non-Lead | No | No |  |  | No |  | No
LSLI3776 | 307 | Out Yonder 3 Stonewood | Horseshoe Bay | 78657 |  |  |  | Non-Lead - Plastic | Don't Know | Unknown | No build date recorded/visual inspection completed | Non-Lead - Plastic | Unknown | No build date recorded/visual inspection completed | Non-Lead | No | No |  |  | No |  | No
LSLI3777 | 307 | Out Yonder 6 Stonewood | Horseshoe Bay | 78657 |  |  |  | Non-Lead - Plastic | Don't Know | Unknown | No build date recorded/visual inspection completed | Non-Lead - Plastic | Unknown | No build date recorded/visual inspection completed | Non-Lead | No | No |  |  | No |  | No
LSLI3778 | 307 | Out Yonder 8 Stonewood | Horseshoe Bay | 78657 |  |  |  | Non-Lead - Plastic | Don't Know | Unknown | No build date recorded/visual inspection completed | Non-Lead - Plastic | Unknown | No build date recorded/visual inspection completed | Non-Lead | No | No |  |  | No |  | No
LSLI3779 | 401 | Out Yonder 8 Windgate | Horseshoe Bay | 78657 |  |  |  | Non-Lead - Plastic | Don't Know | Unknown | No build date recorded/visual inspection completed | Non-Lead - Plastic | Unknown | No build date recorded/visual inspection completed | Non-Lead | No | No |  |  | No |  | No
LSLI3780 | 305 | Out Yonder Bath House | Horseshoe Bay | 78657 |  |  |  | Non-Lead - Plastic | Don't Know | Unknown | No build date recorded/visual inspection completed | Non-Lead - Plastic | Unknown | No build date recorded/visual inspection completed | Non-Lead | No | No |  |  | No |  | No
LSLI3781 | 306 | Out Yonder San Saba CM (10509400) | Horseshoe Bay | 78657 |  |  |  | Non-Lead - Plastic | Don't Know | Unknown | No build date recorded/visual inspection completed | Non-Lead - Plastic | Unknown | No build date recorded/visual inspection completed | Non-Lead | No | No |  |  | No |  | No
LSLI3782 | 300 | Out Yonder Travis CM | Horseshoe Bay | 78657 |  |  |  | Galvanized | Don't Know | Unknown | No build date recorded/visual inspection completed | Non-Lead - Plastic | Unknown | No build date recorded/visual inspection completed | Non-Lead | No | No |  |  | No |  | No
LSLI3783 | 800 | Ox Bow | Horseshoe Bay | 78657 |  |  |  | Non-Lead - Plastic | Don't Know | Unknown | No build date recorded/visual inspection completed | Non-Lead - Plastic | Unknown | No build date recorded/visual inspection completed | Non-Lead | No | No |  |  | No |  | No
LSLI3784 | 808 | Ox Bow | Horseshoe Bay | 78657 |  |  |  | Non-Lead - Plastic | Don't Know | Unknown | No build date recorded/visual inspection completed | Non-Lead - Plastic | Unknown | No build date recorded/visual inspection completed | Non-Lead | No | No |  |  | No |  | No
LSLI3785 | 1204 | Panorama Pass | Horseshoe Bay | 78657 |  |  |  | Non-Lead - Plastic | Don't Know | Unknown | No build date recorded/visual inspection completed | Non-Lead - Plastic | Unknown | No build date recorded/visual inspection completed | Non-Lead | No | No |  |  | No |  | No
LSLI3786 | 707 | Panorama Pass | Horseshoe Bay | 78657 |  |  |  | Non-Lead - Plastic | Don't Know | Unknown | No build date recorded/visual inspection completed | Non-Lead - Plastic | Unknown | No build date recorded/visual inspection completed | Non-Lead | No | No |  |  | No |  | No
LSLI3787 | 312 | Plenty Deer | Horseshoe Bay | 78657 |  |  |  | Non-Lead - Plastic | Don't Know | Unknown | No build date recorded/visual inspection completed | Non-Lead - Plastic | Unknown | No build date recorded/visual inspection completed | Non-Lead | No | No |  |  | No |  | No
LSLI3788 | 204 | Plenty Hills | Horseshoe Bay | 78657 |  |  |  | Non-Lead - Plastic | Don't Know | Unknown | No build date recorded/visual inspection completed | Non-Lead - Plastic | Unknown | No build date recorded/visual inspection completed | Non-Lead | No | No |  |  | No |  | No
LSLI3789 | 220 | Plenty Hills | Horseshoe Bay | 78657 |  |  |  | Non-Lead - Plastic | Don't Know | Unknown | No build date recorded/visual inspection completed | Non-Lead - Plastic | Unknown | No build date recorded/visual inspection completed | Non-Lead | No | No |  |  | No |  | No
LSLI3790 | 300 | Poker Chip 19 Lk Lbj | Horseshoe Bay | 78657 |  |  |  | Non-Lead - Plastic | Don't Know | Unknown | No build date recorded/visual inspection completed | Non-Lead - Plastic | Unknown | No build date recorded/visual inspection completed | Non-Lead | No | No |  |  | No |  | No
LSLI3791 | 300 | Poker Chip 20 Lk Lbj | Horseshoe Bay | 78657 |  |  |  | Non-Lead - Plastic | Don't Know | Unknown | No build date recorded/visual inspection completed | Non-Lead - Plastic | Unknown | No build date recorded/visual inspection completed | Non-Lead | No | No |  |  | No |  | No
LSLI3792 | 300 | Poker Chip 5 Lk Lbjv | Horseshoe Bay | 78657 |  |  |  | Non-Lead - Copper | Don't Know | Unknown | No build date recorded/visual inspection completed | Non-Lead - Copper | Unknown | No build date recorded/visual inspection completed | Non-Lead | Don't Know | Don't Know |  |  | No |  | No
LSLI3793 | 300 | Poker Chip 6 Lk Lbjv | Horseshoe Bay | 78657 |  |  |  | Galvanized | Don't Know | Unknown | No build date recorded/visual inspection completed | Galvanized | Unknown | No build date recorded/visual inspection completed | Non-Lead | No | No |  |  | No |  | No
LSLI3794 | 217 | Poker Chip A | Horseshoe Bay | 78657 |  |  |  | Non-Lead - Plastic | Don't Know | Unknown | No build date recorded/visual inspection completed | Non-Lead - Plastic | Unknown | No build date recorded/visual inspection completed | Non-Lead | No | No |  |  | No |  | No
LSLI3795 | 307 | Poker Chip Burnet CM | Horseshoe Bay | 78657 |  |  |  | Non-Lead - Plastic | Don't Know | Unknown | No build date recorded/visual inspection completed | Non-Lead - Plastic | Unknown | No build date recorded/visual inspection completed | Non-Lead | No | No |  |  | No |  | No
LSLI3796 | 305 | Poker Chip Lampasas CM | Horseshoe Bay | 78657 |  |  |  | Non-Lead - Plastic | Don't Know | Unknown | No build date recorded/visual inspection completed | Non-Lead - Plastic | Unknown | No build date recorded/visual inspection completed | Non-Lead | No | No |  |  | No |  | No
LSLI3797 | 1400 | Ponderosa Bend | Horseshoe Bay | 78657 |  |  |  | Non-Lead - Plastic | Don't Know | Unknown | No build date recorded/visual inspection completed | Non-Lead - Plastic | Unknown | No build date recorded/visual inspection completed | Non-Lead | No | No |  |  | No |  | No
LSLI3798 | 612 | Port 1 Port of Call | Horseshoe Bay | 78657 |  |  |  | Non-Lead - Plastic | Don't Know | Unknown | No build date recorded/visual inspection completed | Non-Lead - Plastic | Unknown | No build date recorded/visual inspection completed | Non-Lead | No | No |  |  | No |  | No
LSLI3799 | 612 | Port 3 Port of Call | Horseshoe Bay | 78657 |  |  |  | Non-Lead - Plastic | Don't Know | Unknown | No build date recorded/visual inspection completed | Non-Lead - Plastic | Unknown | No build date recorded/visual inspection completed | Non-Lead | No | No |  |  | No |  | No
LSLI3800 | 612 | Port 5 Port of Call | Horseshoe Bay | 78657 |  |  |  | Non-Lead - Plastic | Don't Know | Unknown | No build date recorded/visual inspection completed | Non-Lead - Plastic | Unknown | No build date recorded/visual inspection completed | Non-Lead | No | No |  |  | No |  | No
LSLI3801 | 612 | Port 7 Port of Call | Horseshoe Bay | 78657 |  |  |  | Non-Lead - Plastic | Don't Know | Unknown | No build date recorded/visual inspection completed | Non-Lead - Plastic | Unknown | No build date recorded/visual inspection completed | Non-Lead | No | No |  |  | No |  | No
LSLI3802 | 612 | Port 10 Port of Call | Horseshoe Bay | 78657 |  |  |  | Non-Lead - Plastic | Don't Know | Unknown | No build date recorded/visual inspection completed | Non-Lead - Plastic | Unknown | No build date recorded/visual inspection completed | Non-Lead | No | No |  |  | No |  | No
LSLI3803 | 612 | Port 11 Port of Call | Horseshoe Bay | 78657 |  |  |  | Non-Lead - Plastic | Don't Know | Unknown | No build date recorded/visual inspection completed | Non-Lead - Plastic | Unknown | No build date recorded/visual inspection completed | Non-Lead | No | No |  |  | No |  | No
LSLI3804 | 604 | Port 2 Bayside | Horseshoe Bay | 78657 |  |  |  | Non-Lead - Plastic | Don't Know | Unknown | No build date recorded/visual inspection completed | Non-Lead - Plastic | Unknown | No build date recorded/visual inspection completed | Non-Lead | No | No |  |  | No |  | No
LSLI3805 | 604 | Port 3 Bayside | Horseshoe Bay | 78657 |  |  |  | Non-Lead - Plastic | Don't Know | Unknown | No build date recorded/visual inspection completed | Non-Lead - Plastic | Unknown | No build date recorded/visual inspection completed | Non-Lead | No | No |  |  | No |  | No
LSLI3806 | 604 | Port 5 Bayside | Horseshoe Bay | 78657 |  |  |  | Non-Lead - Plastic | Don't Know | Unknown | No build date recorded/visual inspection completed | Non-Lead - Plastic | Unknown | No build date recorded/visual inspection completed | Non-Lead | No | No |  |  | No |  | No
LSLI3807 | 605 | Port 6 Quarters | Horseshoe Bay | 78657 |  |  |  | Non-Lead - Plastic | Don't Know | Unknown | No build date recorded/visual inspection completed | Non-Lead - Plastic | Unknown | No build date recorded/visual inspection completed | Non-Lead | No | No |  |  | No |  | No
LSLI3808 | 606 | Port C | Horseshoe Bay | 78657 |  |  |  | Non-Lead - Plastic | Don't Know | Unknown | No build date recorded/visual inspection completed | Non-Lead - Plastic | Unknown | No build date recorded/visual inspection completed | Non-Lead | No | No |  |  | No |  | No
LSLI3809 | 1100 | Powder Horn | Horseshoe Bay | 78657 |  |  |  | Non-Lead - Plastic | Don't Know | Unknown | No build date recorded/visual inspection completed | Non-Lead - Plastic | Unknown | No build date recorded/visual inspection completed | Non-Lead | No | No |  |  | No |  | No
LSLI3810 | 1110 | Powder Horn | Horseshoe Bay | 78657 |  |  |  | Non-Lead - Plastic | Don't Know | Unknown | No build date recorded/visual inspection completed | Non-Lead - Plastic | Unknown | No build date recorded/visual inspection completed | Non-Lead | No | No |  |  | No |  | No
LSLI3811 | 1111 | Powder Horn | Horseshoe Bay | 78657 |  |  |  | Non-Lead - Plastic | Don't Know | Unknown | No build date recorded/visual inspection completed | Non-Lead - Plastic | Unknown | No build date recorded/visual inspection completed | Non-Lead | No | No |  |  | No |  | No
LSLI3812 | 1115 | Powder Horn | Horseshoe Bay | 78657 |  |  |  | Non-Lead - Plastic | Don't Know | Unknown | No build date recorded/visual inspection completed | Non-Lead - Plastic | Unknown | No build date recorded/visual inspection completed | Non-Lead | No | No |  |  | No |  | No
LSLI3813 | 1117 | Powder Horn | Horseshoe Bay | 78657 |  |  |  | Non-Lead - Plastic | Don't Know | Unknown | No build date recorded/visual inspection completed | Non-Lead - Plastic | Unknown | No build date recorded/visual inspection completed | Non-Lead | No | No |  |  | No |  | No
LSLI3814 | 200 | Powder Horn | Horseshoe Bay | 78657 |  |  |  | Non-Lead - Plastic | Don't Know | Unknown | No build date recorded/visual inspection completed | Non-Lead - Plastic | Unknown | No build date recorded/visual inspection completed | Non-Lead | No | No |  |  | No |  | No
LSLI3815 | 4801 | Pronghorn | Horseshoe Bay | 78657 |  |  |  | Non-Lead - Plastic | Don't Know | Unknown | No build date recorded/visual inspection completed | Non-Lead - Plastic | Unknown | No build date recorded/visual inspection completed | Non-Lead | No | No |  |  | No |  | No
LSLI3816 | 4903 | Pronghorn | Horseshoe Bay | 78657 |  |  |  | Non-Lead - Plastic | Don't Know | Unknown | No build date recorded/visual inspection completed | Non-Lead - Plastic | Unknown | No build date recorded/visual inspection completed | Non-Lead | No | No |  |  | No |  | No
LSLI3817 | 1400 | Prospect | Horseshoe Bay | 78657 |  |  |  | Non-Lead - Plastic | Don't Know | Unknown | No build date recorded/visual inspection completed | Non-Lead - Plastic | Unknown | No build date recorded/visual inspection completed | Non-Lead | No | No |  |  | No |  | No
LSLI3818 | 1508 | Prospect Circle | Horseshoe Bay | 78657 |  |  |  | Non-Lead - Plastic | Don't Know | Unknown | No build date recorded/visual inspection completed | Non-Lead - Plastic | Unknown | No build date recorded/visual inspection completed | Non-Lead | No | No |  |  | No |  | No
LSLI3819 | 1603 | Purple Sage | Horseshoe Bay | 78657 |  |  |  | Non-Lead - Plastic | Don't Know | Unknown | No build date recorded/visual inspection completed | Non-Lead - Plastic | Unknown | No build date recorded/visual inspection completed | Non-Lead | No | No |  |  | No |  | No
LSLI3820 | 400 | Quick Draw | Horseshoe Bay | 78657 |  |  |  | Non-Lead - Plastic | Don't Know | Unknown | No build date recorded/visual inspection completed | Non-Lead - Plastic | Unknown | No build date recorded/visual inspection completed | Non-Lead | No | No |  |  | No |  | No
LSLI3821 | 903 | Quick Draw | Horseshoe Bay | 78657 |  |  |  | Non-Lead - Plastic | Don't Know | Unknown | No build date recorded/visual inspection completed | Non-Lead - Plastic | Unknown | No build date recorded/visual inspection completed | Non-Lead | No | No |  |  | No |  | No
LSLI3822 | 407 | Quicksilver | Horseshoe Bay | 78657 |  |  |  | Non-Lead - Plastic | Don't Know | Unknown | No build date recorded/visual inspection completed | Non-Lead - Plastic | Unknown | No build date recorded/visual inspection completed | Non-Lead | No | No |  |  | No |  | No
LSLI3823 | 100 | Rabbit Ridge | Horseshoe Bay | 78657 |  |  |  | Non-Lead - Plastic | Don't Know | Unknown | No build date recorded/visual inspection completed | Non-Lead - Plastic | Unknown | No build date recorded/visual inspection completed | Non-Lead | No | No |  |  | No |  | No
LSLI3824 | 120 | Rabbit Ridge | Horseshoe Bay | 78657 |  |  |  | Non-Lead - Plastic | Don't Know | Unknown | No build date recorded/visual inspection completed | Non-Lead - Plastic | Unknown | No build date recorded/visual inspection completed | Non-Lead | No | No |  |  | No |  | No
LSLI3825 | 103 | Ravine | Horseshoe Bay | 78657 |  |  |  | Non-Lead - Plastic | Don't Know | Unknown | No build date recorded/visual inspection completed | Non-Lead - Plastic | Unknown | No build date recorded/visual inspection completed | Non-Lead | No | No |  |  | No |  | No
LSLI3826 | 407 | Rawhide | Horseshoe Bay | 78657 |  |  |  | Non-Lead - Plastic | Don't Know | Unknown | No build date recorded/visual inspection completed | Non-Lead - Plastic | Unknown | No build date recorded/visual inspection completed | Non-Lead | No | No |  |  | No |  | No
LSLI3827 | 504 | Rawhide | Horseshoe Bay | 78657 |  |  |  | Non-Lead - Plastic | Don't Know | Unknown | No build date recorded/visual inspection completed | Non-Lead - Plastic | Unknown | No build date recorded/visual inspection completed | Non-Lead | No | No |  |  | No |  | Yes | Tier 1
LSLI3828 | 505 | Rawhide | Horseshoe Bay | 78657 |  |  |  | Non-Lead - Plastic | Don't Know | Unknown | No build date recorded/visual inspection completed | Non-Lead - Plastic | Unknown | No build date recorded/visual inspection completed | Non-Lead | No | No |  |  | No |  | No
LSLI3829 | 508 | Rawhide | Horseshoe Bay | 78657 |  |  |  | Non-Lead - Plastic | Don't Know | Unknown | No build date recorded/visual inspection completed | Non-Lead - Plastic | Unknown | No build date recorded/visual inspection completed | Non-Lead | No | No |  |  | No |  | No
LSLI3830 | 510 | Rawhide | Horseshoe Bay | 78657 |  |  |  | Non-Lead - Plastic | Don't Know | Unknown | No build date recorded/visual inspection completed | Non-Lead - Plastic | Unknown | No build date recorded/visual inspection completed | Non-Lead | No | No |  |  | No |  | No
LSLI3831 | 1000 | Red Sails | Horseshoe Bay | 78657 |  |  |  | Non-Lead - Plastic | Don't Know | Unknown | No build date recorded/visual inspection completed | Non-Lead - Plastic | Unknown | No build date recorded/visual inspection completed | Non-Lead | No | No |  |  | No |  | No
LSLI3832 | 1002 | Red Sails | Horseshoe Bay | 78657 |  |  |  | Non-Lead - Plastic | Don't Know | Unknown | No build date recorded/visual inspection completed | Non-Lead - Plastic | Unknown | No build date recorded/visual inspection completed | Non-Lead | No | No |  |  | No |  | No
LSLI3833 | 1006 | Red Sails | Horseshoe Bay | 78657 |  |  |  | Non-Lead - Plastic | Don't Know | Unknown | No build date recorded/visual inspection completed | Non-Lead - Plastic | Unknown | No build date recorded/visual inspection completed | Non-Lead | No | No |  |  | No |  | No
LSLI3834 | 1009 | Red Sails | Horseshoe Bay | 78657 |  |  |  | Non-Lead - Plastic | Don't Know | Unknown | No build date recorded/visual inspection completed | Non-Lead - Plastic | Unknown | No build date recorded/visual inspection completed | Non-Lead | No | No |  |  | No |  | Yes | Tier 1
LSLI3835 | 602 | Red Sails | Horseshoe Bay | 78657 |  |  |  | Non-Lead - Plastic | Don't Know | Unknown | No build date recorded/visual inspection completed | Non-Lead - Plastic | Unknown | No build date recorded/visual inspection completed | Non-Lead | No | No |  |  | No |  | No
LSLI3836 | 807 | Red Sails | Horseshoe Bay | 78657 |  |  |  | Non-Lead - Plastic | Don't Know | Unknown | No build date recorded/visual inspection completed | Non-Lead - Plastic | Unknown | No build date recorded/visual inspection completed | Non-Lead | No | No |  |  | No |  | No
LSLI3837 | 808 | Red Sails | Horseshoe Bay | 78657 |  |  |  | Non-Lead - Plastic | Don't Know | Unknown | No build date recorded/visual inspection completed | Non-Lead - Plastic | Unknown | No build date recorded/visual inspection completed | Non-Lead | No | No |  |  | No |  | No
LSLI3838 | 906 | Red Sails | Horseshoe Bay | 78657 |  |  |  | Non-Lead - Plastic | Don't Know | Unknown | No build date recorded/visual inspection completed | Non-Lead - Plastic | Unknown | No build date recorded/visual inspection completed | Non-Lead | No | No |  |  | No |  | No
LSLI3839 | 408 | Rio | Horseshoe Bay | 78657 |  |  |  | Non-Lead - Plastic | Don't Know | Unknown | No build date recorded/visual inspection completed | Non-Lead - Plastic | Unknown | No build date recorded/visual inspection completed | Non-Lead | No | No |  |  | No |  | No
LSLI3840 | 803 | Round Up | Horseshoe Bay | 78657 |  |  |  | Non-Lead - Plastic | Don't Know | Unknown | No build date recorded/visual inspection completed | Non-Lead - Plastic | Unknown | No build date recorded/visual inspection completed | Non-Lead | No | No |  |  | No |  | No
LSLI3841 | 103 | Running Bear | Horseshoe Bay | 78657 |  |  |  | Non-Lead - Copper | Don't Know | Unknown | No build date recorded/visual inspection completed | Non-Lead - Plastic | Unknown | No build date recorded/visual inspection completed | Non-Lead | Don't Know | Don't Know |  |  | No |  | No
LSLI3842 | 500 | Saddle Horn | Horseshoe Bay | 78657 |  |  |  | Non-Lead - Plastic | Don't Know | Unknown | No build date recorded/visual inspection completed | Non-Lead - Plastic | Unknown | No build date recorded/visual inspection completed | Non-Lead | No | No |  |  | No |  | No
LSLI3843 | 101 | San Saba Ct Pecan Creek | Horseshoe Bay | 78657 |  |  |  | Non-Lead - Plastic | Don't Know | Unknown | No build date recorded/visual inspection completed | Non-Lead - Plastic | Unknown | No build date recorded/visual inspection completed | Non-Lead | No | No |  |  | No |  | No
LSLI3844 | 105 | San Saba Ct Pecan Creek | Horseshoe Bay | 78657 |  |  |  | Non-Lead - Plastic | Don't Know | Unknown | No build date recorded/visual inspection completed | Non-Lead - Plastic | Unknown | No build date recorded/visual inspection completed | Non-Lead | No | No |  |  | No |  | No
LSLI3845 | 106 | San Saba Ct Pecan Creek | Horseshoe Bay | 78657 |  |  |  | Non-Lead - Plastic | Don't Know | Unknown | No build date recorded/visual inspection completed | Non-Lead - Plastic | Unknown | No build date recorded/visual inspection completed | Non-Lead | No | No |  |  | No |  | No
LSLI3846 | 107 | San Saba Ct Pecan Creek | Horseshoe Bay | 78657 |  |  |  | Non-Lead - Plastic | Don't Know | Unknown | No build date recorded/visual inspection completed | Non-Lead - Plastic | Unknown | No build date recorded/visual inspection completed | Non-Lead | No | No |  |  | No |  | No
LSLI3847 | 108 | San Saba Ct Pecan Creek | Horseshoe Bay | 78657 |  |  |  | Non-Lead - Plastic | Don't Know | Unknown | No build date recorded/visual inspection completed | Non-Lead - Plastic | Unknown | No build date recorded/visual inspection completed | Non-Lead | No | No |  |  | No |  | No
LSLI3848 | 712 | Scarlet Sun | Horseshoe Bay | 78657 |  |  |  | Non-Lead - Plastic | Don't Know | Unknown | No build date recorded/visual inspection completed | Non-Lead - Plastic | Unknown | No build date recorded/visual inspection completed | Non-Lead | No | No |  |  | No |  | Yes | Tier 1
LSLI3849 | 700 | Shadow Hill | Horseshoe Bay | 78657 |  |  |  | Non-Lead - Plastic | Don't Know | Unknown | No build date recorded/visual inspection completed | Non-Lead - Plastic | Unknown | No build date recorded/visual inspection completed | Non-Lead | No | No |  |  | No |  | No
LSLI3850 | 900 | Sharp Rock | Horseshoe Bay | 78657 |  |  |  | Non-Lead - Plastic | Don't Know | Unknown | No build date recorded/visual inspection completed | Non-Lead - Plastic | Unknown | No build date recorded/visual inspection completed | Non-Lead | No | No |  |  | No |  | No
LSLI3851 | 901 | Sharp Rock | Horseshoe Bay | 78657 |  |  |  | Non-Lead - Plastic | Don't Know | Unknown | No build date recorded/visual inspection completed | Non-Lead - Plastic | Unknown | No build date recorded/visual inspection completed | Non-Lead | No | No |  |  | No |  | No
LSLI3852 | 319 | Short Circuit | Horseshoe Bay | 78657 |  |  |  | Non-Lead - Plastic | Don't Know | Unknown | No build date recorded/visual inspection completed | Non-Lead - Plastic | Unknown | No build date recorded/visual inspection completed | Non-Lead | No | No |  |  | No |  | No
LSLI3853 | 412 | Short Circuit 1 International | Horseshoe Bay | 78657 |  |  |  | Non-Lead - Plastic | Don't Know | Unknown | No build date recorded/visual inspection completed | Non-Lead - Plastic | Unknown | No build date recorded/visual inspection completed | Non-Lead | No | No |  |  | No |  | No
LSLI3854 | 509 | Short Circuit 105 Villa Delagos | Horseshoe Bay | 78657 |  |  |  | Non-Lead - Plastic | Don't Know | Unknown | No build date recorded/visual inspection completed | Non-Lead - Plastic | Unknown | No build date recorded/visual inspection completed | Non-Lead | No | No |  |  | No |  | No
LSLI3855 | 509 | Short Circuit 205 Villa Delagos | Horseshoe Bay | 78657 |  |  |  | Non-Lead - Plastic | Don't Know | Unknown | No build date recorded/visual inspection completed | Non-Lead - Plastic | Unknown | No build date recorded/visual inspection completed | Non-Lead | No | No |  |  | No |  | No
LSLI3856 | 509 | Short Circuit 207 Villa Delagos | Horseshoe Bay | 78657 |  |  |  | Non-Lead - Plastic | Don't Know | Unknown | No build date recorded/visual inspection completed | Non-Lead - Plastic | Unknown | No build date recorded/visual inspection completed | Non-Lead | No | No |  |  | No |  | No
LSLI3857 | 412 | Short Circuit 4 International | Horseshoe Bay | 78657 |  |  |  | Non-Lead - Plastic | Don't Know | Unknown | No build date recorded/visual inspection completed | Non-Lead - Plastic | Unknown | No build date recorded/visual inspection completed | Non-Lead | No | No |  |  | No |  | No
LSLI3858 | 412 | Short Circuit 5 International | Horseshoe Bay | 78657 |  |  |  | Non-Lead - Plastic | Don't Know | Unknown | No build date recorded/visual inspection completed | Non-Lead - Plastic | Unknown | No build date recorded/visual inspection completed | Non-Lead | No | No |  |  | No |  | No
LSLI3859 | 412 | Short Circuit 8 International | Horseshoe Bay | 78657 |  |  |  | Non-Lead - Plastic | Don't Know | Unknown | No build date recorded/visual inspection completed | Non-Lead - Plastic | Unknown | No build date recorded/visual inspection completed | Non-Lead | No | No |  |  | No |  | No
LSLI3860 | 508 | Short Circuit A Hero Way | Horseshoe Bay | 78657 |  |  |  | Non-Lead - Plastic | Don't Know | Unknown | No build date recorded/visual inspection completed | Non-Lead - Plastic | Unknown | No build date recorded/visual inspection completed | Non-Lead | No | No |  |  | No |  | No
LSLI3861 | 404 | Short Circuit C101 | Horseshoe Bay | 78657 |  |  |  | Non-Lead - Plastic | Don't Know | Unknown | No build date recorded/visual inspection completed | Non-Lead - Plastic | Unknown | No build date recorded/visual inspection completed | Non-Lead | No | No |  |  | No |  | No
LSLI3862 | 504 | Side Saddle | Horseshoe Bay | 78657 |  |  |  | Non-Lead - Plastic | Don't Know | Unknown | No build date recorded/visual inspection completed | Non-Lead - Plastic | Unknown | No build date recorded/visual inspection completed | Non-Lead | No | No |  |  | No |  | No
LSLI3863 | 512 | Side Saddle | Horseshoe Bay | 78657 |  |  |  | Non-Lead - Plastic | Don't Know | Unknown | No build date recorded/visual inspection completed | Non-Lead - Plastic | Unknown | No build date recorded/visual inspection completed | Non-Lead | No | No |  |  | No |  | No
LSLI3864 | 100 | Silver Spur | Horseshoe Bay | 78657 |  |  |  | Non-Lead - Plastic | Don't Know | Unknown | No build date recorded/visual inspection completed | Non-Lead - Plastic | Unknown | No build date recorded/visual inspection completed | Non-Lead | No | No |  |  | No |  | No
LSLI3865 | 102 | Silver Spur | Horseshoe Bay | 78657 |  |  |  | Non-Lead - Plastic | Don't Know | Unknown | No build date recorded/visual inspection completed | Non-Lead - Plastic | Unknown | No build date recorded/visual inspection completed | Non-Lead | No | No |  |  | No |  | No
LSLI3866 | 103 | Silver Spur | Horseshoe Bay | 78657 |  |  |  | Non-Lead - Plastic | Don't Know | Unknown | No build date recorded/visual inspection completed | Non-Lead - Plastic | Unknown | No build date recorded/visual inspection completed | Non-Lead | No | No |  |  | No |  | Yes | Tier 1
LSLI3867 | 107 | Silver Spur | Horseshoe Bay | 78657 |  |  |  | Non-Lead - Other | Don't Know | Unknown | No build date recorded/visual inspection completed | Non-Lead - Plastic | Unknown | No build date recorded/visual inspection completed | Non-Lead | No | No |  |  | No |  | No
LSLI3868 | 109 | Silver Spur | Horseshoe Bay | 78657 |  |  |  | Non-Lead - Other | Don't Know | Unknown | No build date recorded/visual inspection completed | Non-Lead - Plastic | Unknown | No build date recorded/visual inspection completed | Non-Lead | No | No |  |  | No |  | No
LSLI3869 | 110 | Silver Spur | Horseshoe Bay | 78657 |  |  |  | Non-Lead - Other | Don't Know | Unknown | No build date recorded/visual inspection completed | Non-Lead - Plastic | Unknown | No build date recorded/visual inspection completed | Non-Lead | No | No |  |  | No |  | No
LSLI3870 | 112 | Silver Spur | Horseshoe Bay | 78657 |  |  |  | Non-Lead - Other | Don't Know | Unknown | No build date recorded/visual inspection completed | Non-Lead - Plastic | Unknown | No build date recorded/visual inspection completed | Non-Lead | No | No |  |  | No |  | No
LSLI3871 | 114 | Silver Spur | Horseshoe Bay | 78657 |  |  |  | Non-Lead - Other | Don't Know | Unknown | No build date recorded/visual inspection completed | Non-Lead - Plastic | Unknown | No build date recorded/visual inspection completed | Non-Lead | No | No |  |  | No |  | No
LSLI3872 | 201 | Silver Spur | Horseshoe Bay | 78657 |  |  |  | Non-Lead - Other | Don't Know | Unknown | No build date recorded/visual inspection completed | Non-Lead - Plastic | Unknown | No build date recorded/visual inspection completed | Non-Lead | No | No |  |  | No |  | No
LSLI3873 | 205 | Silver Spur | Horseshoe Bay | 78657 |  |  |  | Non-Lead - Other | Don't Know | Unknown | No build date recorded/visual inspection completed | Non-Lead - Plastic | Unknown | No build date recorded/visual inspection completed | Non-Lead | No | No |  |  | No |  | No
LSLI3874 | 206 | Silver Spur | Horseshoe Bay | 78657 |  |  |  | Non-Lead - Other | Don't Know | Unknown | No build date recorded/visual inspection completed | Non-Lead - Plastic | Unknown | No build date recorded/visual inspection completed | Non-Lead | No | No |  |  | No |  | Yes | Tier 1
LSLI3875 | 207 | Silver Spur | Horseshoe Bay | 78657 |  |  |  | Non-Lead - Other | Don't Know | Unknown | No build date recorded/visual inspection completed | Non-Lead - Plastic | Unknown | No build date recorded/visual inspection completed | Non-Lead | No | No |  |  | No |  | No
LSLI3876 | 210 | Silver Spur | Horseshoe Bay | 78657 |  |  |  | Non-Lead - Other | Don't Know | Unknown | No build date recorded/visual inspection completed | Non-Lead - Other | Unknown | No build date recorded/visual inspection completed | Non-Lead | No | No |  |  | No |  | Yes | Tier 1
LSLI3877 | 308 | Silver Spur | Horseshoe Bay | 78657 |  |  |  | Non-Lead - Other | Don't Know | Unknown | No build date recorded/visual inspection completed | Non-Lead - Plastic | Unknown | No build date recorded/visual inspection completed | Non-Lead | No | No |  |  | No |  | No
LSLI3878 | 405 | Silver Spur | Horseshoe Bay | 78657 |  |  |  | Non-Lead - Other | Don't Know | Unknown | No build date recorded/visual inspection completed | Non-Lead - Other | Unknown | No build date recorded/visual inspection completed | Non-Lead | No | No |  |  | No |  | No
LSLI3879 | 407 | Silver Spur | Horseshoe Bay | 78657 |  |  |  | Non-Lead - Other | Don't Know | Unknown | No build date recorded/visual inspection completed | Non-Lead - Plastic | Unknown | No build date recorded/visual inspection completed | Non-Lead | No | No |  |  | No |  | No
LSLI3880 | 409 | Silver Spur | Horseshoe Bay | 78657 |  |  |  | Non-Lead - Other | Don't Know | Unknown | No build date recorded/visual inspection completed | Non-Lead - Plastic | Unknown | No build date recorded/visual inspection completed | Non-Lead | No | No |  |  | No |  | No
LSLI3881 | 410 | Silver Spur | Horseshoe Bay | 78657 |  |  |  | Non-Lead - Other | Don't Know | Unknown | No build date recorded/visual inspection completed | Non-Lead - Plastic | Unknown | No build date recorded/visual inspection completed | Non-Lead | No | No |  |  | No |  | No
LSLI3882 | 419 | Silver Spur | Horseshoe Bay | 78657 |  |  |  | Non-Lead - Other | Don't Know | Unknown | No build date recorded/visual inspection completed | Non-Lead | Unknown | No build date recorded/visual inspection completed | Non-Lead | No | No |  |  | No |  | No
LSLI3883 | 501 | Silver Spur | Horseshoe Bay | 78657 |  |  |  | Non-Lead - Other | Don't Know | Unknown | No build date recorded/visual inspection completed | Non-Lead - Plastic | Unknown | No build date recorded/visual inspection completed | Non-Lead | No | No |  |  | No |  | No
LSLI3884 | 503 | Silver Spur | Horseshoe Bay | 78657 |  |  |  | Non-Lead - Other | Don't Know | Unknown | No build date recorded/visual inspection completed | Non-Lead - Plastic | Unknown | No build date recorded/visual inspection completed | Non-Lead | No | No |  |  | No |  | No
LSLI3885 | 505 | Silver Spur | Horseshoe Bay | 78657 |  |  |  | Non-Lead - Other | Don't Know | Unknown | No build date recorded/visual inspection completed | Non-Lead - Plastic | Unknown | No build date recorded/visual inspection completed | Non-Lead | No | No |  |  | No |  | No
LSLI3886 | 509 | Silver Spur | Horseshoe Bay | 78657 |  |  |  | Non-Lead - Other | Don't Know | Unknown | No build date recorded/visual inspection completed | Non-Lead - Plastic | Unknown | No build date recorded/visual inspection completed | Non-Lead | No | No |  |  | No |  | Yes | Tier 1
LSLI3887 | 510 | Silver Spur | Horseshoe Bay | 78657 |  |  |  | Non-Lead - Other | Don't Know | Unknown | No build date recorded/visual inspection completed | Non-Lead - Other | Unknown | No build date recorded/visual inspection completed | Non-Lead | No | No |  |  | No |  | No
LSLI3888 | 513 | Silver Spur | Horseshoe Bay | 78657 |  |  |  | Non-Lead - Other | Don't Know | Unknown | No build date recorded/visual inspection completed | Non-Lead - Plastic | Unknown | No build date recorded/visual inspection completed | Non-Lead | No | No |  |  | No |  | No
LSLI3889 | 603 | Silver Spur | Horseshoe Bay | 78657 |  |  |  | Non-Lead - Other | Don't Know | Unknown | No build date recorded/visual inspection completed | Non-Lead - Plastic | Unknown | No build date recorded/visual inspection completed | Non-Lead | No | No |  |  | No |  | No
LSLI3890 | 705 | Sky Hawk | Horseshoe Bay | 78657 |  |  |  | Non-Lead - Other | Don't Know | Unknown | No build date recorded/visual inspection completed | Non-Lead - Plastic | Unknown | No build date recorded/visual inspection completed | Non-Lead | No | No |  |  | No |  | No
LSLI3891 | 1107 | Slick Rock | Horseshoe Bay | 78657 |  |  |  | Non-Lead - Plastic | Don't Know | Unknown | No build date recorded/visual inspection completed | Non-Lead - Plastic | Unknown | No build date recorded/visual inspection completed | Non-Lead | No | No |  |  | No |  | No
LSLI3892 | 1108 | Slick Rock | Horseshoe Bay | 78657 |  |  |  | Non-Lead - Plastic | Don't Know | Unknown | No build date recorded/visual inspection completed | Non-Lead - Plastic | Unknown | No build date recorded/visual inspection completed | Non-Lead | No | No |  |  | No |  | Yes | Tier 1
LSLI3893 | 106 | Smugglers Cove | Horseshoe Bay | 78657 |  |  |  | Non-Lead - Plastic | Don't Know | Unknown | No build date recorded/visual inspection completed | Non-Lead - Plastic | Unknown | No build date recorded/visual inspection completed | Non-Lead | No | No |  |  | No |  | No
LSLI3894 | 107 | Smugglers Cove | Horseshoe Bay | 78657 |  |  |  | Non-Lead - Plastic | Don't Know | Unknown | No build date recorded/visual inspection completed | Non-Lead - Plastic | Unknown | No build date recorded/visual inspection completed | Non-Lead | No | No |  |  | No |  | Yes | Tier 1
LSLI3895 | 200 | Sombrero | Horseshoe Bay | 78657 |  |  |  | Non-Lead - Plastic | Don't Know | Unknown | No build date recorded/visual inspection completed | Non-Lead - Plastic | Unknown | No build date recorded/visual inspection completed | Non-Lead | No | No |  |  | No |  | No
LSLI3896 | 306 | Sombrero | Horseshoe Bay | 78657 |  |  |  | Non-Lead - Plastic | Don't Know | Unknown | No build date recorded/visual inspection completed | Non-Lead - Plastic | Unknown | No build date recorded/visual inspection completed | Non-Lead | No | No |  |  | No |  | No
LSLI3897 | 308 | Sombrero | Horseshoe Bay | 78657 |  |  |  | Non-Lead - Plastic | Don't Know | Unknown | No build date recorded/visual inspection completed | Non-Lead - Plastic | Unknown | No build date recorded/visual inspection completed | Non-Lead | No | No |  |  | No |  | Yes | Tier 1
LSLI3898 | 309 | Sombrero | Horseshoe Bay | 78657 |  |  |  | Non-Lead - Plastic | Don't Know | Unknown | No build date recorded/visual inspection completed | Non-Lead - Plastic | Unknown | No build date recorded/visual inspection completed | Non-Lead | No | No |  |  | No |  | No
LSLI3899 | 312 | Sombrero | Horseshoe Bay | 78657 |  |  |  | Non-Lead - Plastic | Don't Know | Unknown | No build date recorded/visual inspection completed | Non-Lead - Plastic | Unknown | No build date recorded/visual inspection completed | Non-Lead | No | No |  |  | No |  | No
LSLI3900 | 400 | Sombrero | Horseshoe Bay | 78657 |  |  |  | Non-Lead - Plastic | Don't Know | Unknown | No build date recorded/visual inspection completed | Non-Lead - Plastic | Unknown | No build date recorded/visual inspection completed | Non-Lead | No | No |  |  | No |  | No
LSLI3901 | 405 | Sombrero | Horseshoe Bay | 78657 |  |  |  | Non-Lead - Plastic | Don't Know | Unknown | No build date recorded/visual inspection completed | Non-Lead - Plastic | Unknown | No build date recorded/visual inspection completed | Non-Lead | No | No |  |  | No |  | No
LSLI3902 | 406 | Sombrero | Horseshoe Bay | 78657 |  |  |  | Non-Lead - Plastic | Don't Know | Unknown | No build date recorded/visual inspection completed | Non-Lead - Plastic | Unknown | No build date recorded/visual inspection completed | Non-Lead | No | No |  |  | No |  | No
LSLI3903 | 409 | Sombrero | Horseshoe Bay | 78657 |  |  |  | Non-Lead - Plastic | Don't Know | Unknown | No build date recorded/visual inspection completed | Non-Lead - Plastic | Unknown | No build date recorded/visual inspection completed | Non-Lead | No | No |  |  | No |  | No
LSLI3904 | 410 | Sombrero | Horseshoe Bay | 78657 |  |  |  | Non-Lead - Plastic | Don't Know | Unknown | No build date recorded/visual inspection completed | Non-Lead - Plastic | Unknown | No build date recorded/visual inspection completed | Non-Lead | No | No |  |  | No |  | No
LSLI3905 | 411 | Sombrero | Horseshoe Bay | 78657 |  |  |  | Non-Lead - Plastic | Don't Know | Unknown | No build date recorded/visual inspection completed | Non-Lead - Plastic | Unknown | No build date recorded/visual inspection completed | Non-Lead | No | No |  |  | No |  | No
LSLI3906 | 500 | Sombrero | Horseshoe Bay | 78657 |  |  |  | Non-Lead - Plastic | Don't Know | Unknown | No build date recorded/visual inspection completed | Non-Lead - Plastic | Unknown | No build date recorded/visual inspection completed | Non-Lead | No | No |  |  | No |  | No
LSLI3907 | 502 | Sombrero | Horseshoe Bay | 78657 |  |  |  | Non-Lead - Plastic | Don't Know | Unknown | No build date recorded/visual inspection completed | Non-Lead - Plastic | Unknown | No build date recorded/visual inspection completed | Non-Lead | No | No |  |  | No |  | No
LSLI3908 | 505 | Sombrero | Horseshoe Bay | 78657 |  |  |  | Non-Lead - Plastic | Don't Know | Unknown | No build date recorded/visual inspection completed | Non-Lead - Plastic | Unknown | No build date recorded/visual inspection completed | Non-Lead | No | No |  |  | No |  | No
LSLI3909 | 507 | Sombrero | Horseshoe Bay | 78657 |  |  |  | Non-Lead - Plastic | Don't Know | Unknown | No build date recorded/visual inspection completed | Non-Lead - Plastic | Unknown | No build date recorded/visual inspection completed | Non-Lead | No | No |  |  | No |  | No
LSLI3910 | 601 | Sombrero | Horseshoe Bay | 78657 |  |  |  | Non-Lead - Plastic | Don't Know | Unknown | No build date recorded/visual inspection completed | Non-Lead - Plastic | Unknown | No build date recorded/visual inspection completed | Non-Lead | No | No |  |  | No |  | No
LSLI3911 | 603 | Sombrero | Horseshoe Bay | 78657 |  |  |  | Non-Lead - Plastic | Don't Know | Unknown | No build date recorded/visual inspection completed | Non-Lead - Plastic | Unknown | No build date recorded/visual inspection completed | Non-Lead | No | No |  |  | No |  | No
LSLI3912 | 608 | Sombrero | Horseshoe Bay | 78657 |  |  |  | Non-Lead - Plastic | Don't Know | Unknown | No build date recorded/visual inspection completed | Non-Lead - Plastic | Unknown | No build date recorded/visual inspection completed | Non-Lead | No | No |  |  | No |  | No
LSLI3913 | 600 | Sorrell Ct | Horseshoe Bay | 78657 |  |  |  | Non-Lead - Plastic | Don't Know | Unknown | No build date recorded/visual inspection completed | Non-Lead - Plastic | Unknown | No build date recorded/visual inspection completed | Non-Lead | No | No |  |  | No |  | No
LSLI3914 | 604 | Sorrell Ct | Horseshoe Bay | 78657 |  |  |  | Non-Lead - Plastic | Don't Know | Unknown | No build date recorded/visual inspection completed | Non-Lead - Plastic | Unknown | No build date recorded/visual inspection completed | Non-Lead | No | No |  |  | No |  | No
LSLI3915 | 103 | Southern Spur | Horseshoe Bay | 78657 |  |  |  | Non-Lead - Plastic | Don't Know | Unknown | No build date recorded/visual inspection completed | Non-Lead - Plastic | Unknown | No build date recorded/visual inspection completed | Non-Lead | No | No |  |  | No |  | No
LSLI3916 | 106 | Southern Spur | Horseshoe Bay | 78657 |  |  |  | Non-Lead - Plastic | Don't Know | Unknown | No build date recorded/visual inspection completed | Non-Lead - Plastic | Unknown | No build date recorded/visual inspection completed | Non-Lead | No | No |  |  | No |  | No
LSLI3917 | 107 | Southern Spur | Horseshoe Bay | 78657 |  |  |  | Non-Lead - Plastic | Don't Know | Unknown | No build date recorded/visual inspection completed | Non-Lead - Plastic | Unknown | No build date recorded/visual inspection completed | Non-Lead | No | No |  |  | No |  | Yes | Tier 1
LSLI3918 | 305 | Spider Valley | Horseshoe Bay | 78657 |  |  |  | Non-Lead - Plastic | Don't Know | Unknown | No build date recorded/visual inspection completed | Non-Lead - Plastic | Unknown | No build date recorded/visual inspection completed | Non-Lead | No | No |  |  | No |  | No
LSLI3919 | 312 | Spider Valley | Horseshoe Bay | 78657 |  |  |  | Non-Lead - Plastic | Don't Know | Unknown | No build date recorded/visual inspection completed | Non-Lead - Plastic | Unknown | No build date recorded/visual inspection completed | Non-Lead | No | No |  |  | No |  | No
LSLI3920 | 320 | Spider Valley | Horseshoe Bay | 78657 |  |  |  | Non-Lead - Plastic | Don't Know | Unknown | No build date recorded/visual inspection completed | Non-Lead - Plastic | Unknown | No build date recorded/visual inspection completed | Non-Lead | No | No |  |  | No |  | No
LSLI3921 | 205 | Springfield B Los Patios | Horseshoe Bay | 78657 |  |  |  | Non-Lead - Plastic | Don't Know | Unknown | No build date recorded/visual inspection completed | Non-Lead - Plastic | Unknown | No build date recorded/visual inspection completed | Non-Lead | No | No |  |  | No |  | No
LSLI3922 | 2400 | Stag | Horseshoe Bay | 78657 |  |  |  | Non-Lead - Plastic | Don't Know | Unknown | No build date recorded/visual inspection completed | Non-Lead - Plastic | Unknown | No build date recorded/visual inspection completed | Non-Lead | No | No |  |  | No |  | No
LSLI3923 | 2501 | Stag | Horseshoe Bay | 78657 |  |  |  | Non-Lead - Plastic | Don't Know | Unknown | No build date recorded/visual inspection completed | Non-Lead - Plastic | Unknown | No build date recorded/visual inspection completed | Non-Lead | No | No |  |  | No |  | No
LSLI3924 | 2511 | Stag | Horseshoe Bay | 78657 |  |  |  | Non-Lead - Plastic | Don't Know | Unknown | No build date recorded/visual inspection completed | Non-Lead - Plastic | Unknown | No build date recorded/visual inspection completed | Non-Lead | No | No |  |  | No |  | No
LSLI3925 | 3013 | Stag | Horseshoe Bay | 78657 |  |  |  | NO SERVICE | Don't Know | Unknown | No build date recorded/visual inspection completed | NO SERVICE | Unknown | No build date recorded/visual inspection completed | Non-Lead | No | No |  |  | No |  | No
LSLI3926 | 105 | Star 1 Upper Deck | Horseshoe Bay | 78657 |  |  |  | Non-Lead - Plastic | Don't Know | Unknown | No build date recorded/visual inspection completed | Non-Lead - Plastic | Unknown | No build date recorded/visual inspection completed | Non-Lead | No | No |  |  | No |  | No
LSLI3927 | 105 | Star 3 Upper Deck | Horseshoe Bay | 78657 |  |  |  | Non-Lead - Plastic | Don't Know | Unknown | No build date recorded/visual inspection completed | Non-Lead - Plastic | Unknown | No build date recorded/visual inspection completed | Non-Lead | No | No |  |  | No |  | No
LSLI3928 | 105 | Star 7 Upper Deck | Horseshoe Bay | 78657 |  |  |  | Non-Lead - Plastic | Don't Know | Unknown | No build date recorded/visual inspection completed | Non-Lead - Plastic | Unknown | No build date recorded/visual inspection completed | Non-Lead | No | No |  |  | No |  | No
LSLI3929 | 105 | Star Upper Wash House | Horseshoe Bay | 78657 |  |  |  | Non-Lead - Plastic | Don't Know | Unknown | No build date recorded/visual inspection completed | Non-Lead - Plastic | Unknown | No build date recorded/visual inspection completed | Non-Lead | No | No |  |  | No |  | No
LSLI3930 | 108 | Starboard | Horseshoe Bay | 78657 |  |  |  | Non-Lead - Plastic | Don't Know | Unknown | No build date recorded/visual inspection completed | Non-Lead - Plastic | Unknown | No build date recorded/visual inspection completed | Non-Lead | No | No |  |  | No |  | No
LSLI3931 | 107 | Stillwater | Horseshoe Bay | 78657 |  |  |  | Non-Lead - Plastic | Don't Know | Unknown | No build date recorded/visual inspection completed | Non-Lead - Plastic | Unknown | No build date recorded/visual inspection completed | Non-Lead | No | No |  |  | No |  | No
LSLI3932 | 710 | Sugar Foot | Horseshoe Bay | 78657 |  |  |  | Non-Lead - Plastic | Don't Know | Unknown | No build date recorded/visual inspection completed | Non-Lead - Plastic | Unknown | No build date recorded/visual inspection completed | Non-Lead | No | No |  |  | No |  | No
LSLI3933 | 800 | Sugar Foot | Horseshoe Bay | 78657 |  |  |  | Non-Lead - Plastic | Don't Know | Unknown | No build date recorded/visual inspection completed | Non-Lead - Plastic | Unknown | No build date recorded/visual inspection completed | Non-Lead | No | No |  |  | No |  | No
LSLI3934 | 802 | Sugar Foot | Horseshoe Bay | 78657 |  |  |  | Non-Lead - Plastic | Don't Know | Unknown | No build date recorded/visual inspection completed | Non-Lead - Plastic | Unknown | No build date recorded/visual inspection completed | Non-Lead | No | No |  |  | No |  | No
LSLI3935 | 805 | Sugar Foot | Horseshoe Bay | 78657 |  |  |  | Non-Lead - Plastic | Don't Know | Unknown | No build date recorded/visual inspection completed | Non-Lead - Plastic | Unknown | No build date recorded/visual inspection completed | Non-Lead | No | No |  |  | No |  | Yes | Tier 1
LSLI3936 | 808 | Sugar Foot | Horseshoe Bay | 78657 |  |  |  | Non-Lead - Plastic | Don't Know | Unknown | No build date recorded/visual inspection completed | Non-Lead - Plastic | Unknown | No build date recorded/visual inspection completed | Non-Lead | No | No |  |  | No |  | No
LSLI3937 | 2800 | Sun | Horseshoe Bay | 78657 |  |  |  | Non-Lead - Plastic | Don't Know | Unknown | No build date recorded/visual inspection completed | Non-Lead - Plastic | Unknown | No build date recorded/visual inspection completed | Non-Lead | No | No |  |  | No |  | No
LSLI3938 | 2804 | Sun | Horseshoe Bay | 78657 |  |  |  | Non-Lead - Plastic | Don't Know | Unknown | No build date recorded/visual inspection completed | Non-Lead - Plastic | Unknown | No build date recorded/visual inspection completed | Non-Lead | No | No |  |  | No |  | No
LSLI3939 | 2806 | Sun | Horseshoe Bay | 78657 |  |  |  | Non-Lead - Plastic | Don't Know | Unknown | No build date recorded/visual inspection completed | Non-Lead - Plastic | Unknown | No build date recorded/visual inspection completed | Non-Lead | No | No |  |  | No |  | No
LSLI3940 | 1220 | Sun Ray | Horseshoe Bay | 78657 |  |  |  | Non-Lead - Plastic | Don't Know | Unknown | No build date recorded/visual inspection completed | Non-Lead - Plastic | Unknown | No build date recorded/visual inspection completed | Non-Lead | No | No |  |  | No |  | No
LSLI3941 | 829 | Sun Ray | Horseshoe Bay | 78657 |  |  |  | Non-Lead - Plastic | Don't Know | Unknown | No build date recorded/visual inspection completed | Non-Lead - Plastic | Unknown | No build date recorded/visual inspection completed | Non-Lead | No | No |  |  | No |  | No
LSLI3942 | 831 | Sun Ray Dillon Rnc | Horseshoe Bay | 78657 |  |  |  | Non-Lead - Plastic | Don't Know | Unknown | No build date recorded/visual inspection completed | Non-Lead - Plastic | Unknown | No build date recorded/visual inspection completed | Non-Lead | No | No |  |  | No |  | No
LSLI3943 | 305 | Sun Spot | Horseshoe Bay | 78657 |  |  |  | Non-Lead - Plastic | Don't Know | Unknown | No build date recorded/visual inspection completed | Non-Lead - Plastic | Unknown | No build date recorded/visual inspection completed | Non-Lead | No | No |  |  | No |  | Yes | Tier 1
LSLI3944 | 104 | Sunset | Horseshoe Bay | 78657 |  |  |  | Non-Lead - Plastic | Don't Know | Unknown | No build date recorded/visual inspection completed | Non-Lead - Plastic | Unknown | No build date recorded/visual inspection completed | Non-Lead | No | No |  |  | No |  | No
LSLI3945 | 109 | Sunshine 2 Stonegate | Horseshoe Bay | 78657 |  |  |  | Non-Lead - Plastic | Don't Know | Unknown | No build date recorded/visual inspection completed | Non-Lead - Plastic | Unknown | No build date recorded/visual inspection completed | Non-Lead | No | No |  |  | No |  | No
LSLI3946 | 401 | Sunstone | Horseshoe Bay | 78657 |  |  |  | Non-Lead - Plastic | Don't Know | Unknown | No build date recorded/visual inspection completed | Non-Lead - Plastic | Unknown | No build date recorded/visual inspection completed | Non-Lead | No | No |  |  | No |  | No
LSLI3947 | 205 | Tail Wind | Horseshoe Bay | 78657 |  |  |  | Non-Lead - Plastic | Don't Know | Unknown | No build date recorded/visual inspection completed | Non-Lead - Plastic | Unknown | No build date recorded/visual inspection completed | Non-Lead | No | No |  |  | No |  | No
LSLI3948 | 201 | Tarbet Trail | Horseshoe Bay | 78657 |  |  |  | Non-Lead - Plastic | Don't Know | Unknown | No build date recorded/visual inspection completed | Non-Lead - Plastic | Unknown | No build date recorded/visual inspection completed | Non-Lead | No | No |  |  | No |  | No
LSLI3949 | 208 | Tarbet Trail | Horseshoe Bay | 78657 |  |  |  | Non-Lead - Plastic | Don't Know | Unknown | No build date recorded/visual inspection completed | Non-Lead - Plastic | Unknown | No build date recorded/visual inspection completed | Non-Lead | No | No |  |  | No |  | No
LSLI3950 | 100 | Tee Off | Horseshoe Bay | 78657 |  |  |  | Non-Lead - Plastic | Don't Know | Unknown | No build date recorded/visual inspection completed | Non-Lead - Plastic | Unknown | No build date recorded/visual inspection completed | Non-Lead | No | No |  |  | No |  | No
LSLI3951 | 110 | Tee Off | Horseshoe Bay | 78657 |  |  |  | Non-Lead - Plastic | Don't Know | Unknown | No build date recorded/visual inspection completed | Non-Lead - Other | Unknown | No build date recorded/visual inspection completed | Non-Lead | No | No |  |  | No |  | No
LSLI3952 | 114 | Tee Off | Horseshoe Bay | 78657 |  |  |  | Non-Lead - Plastic | Don't Know | Unknown | No build date recorded/visual inspection completed | Non-Lead - Plastic | Unknown | No build date recorded/visual inspection completed | Non-Lead | No | No |  |  | No |  | No
LSLI3953 | 115 | Tee Off | Horseshoe Bay | 78657 |  |  |  | Non-Lead - Plastic | Don't Know | Unknown | No build date recorded/visual inspection completed | Non-Lead - Plastic | Unknown | No build date recorded/visual inspection completed | Non-Lead | No | No |  |  | No |  | No
LSLI3954 | 116 | Tee Off | Horseshoe Bay | 78657 |  |  |  | Galvanized | Don't Know | Unknown | No build date recorded/visual inspection completed | Non-Lead - Copper | Unknown | No build date recorded/visual inspection completed | Non-Lead | No | Don't Know |  |  | No |  | No
LSLI3955 | 119 | Tee Off | Horseshoe Bay | 78657 |  |  |  | Non-Lead - Plastic | Don't Know | Unknown | No build date recorded/visual inspection completed | Non-Lead - Plastic | Unknown | No build date recorded/visual inspection completed | Non-Lead | No | No |  |  | No |  | No
LSLI3956 | 1200 | That-A-Way | Horseshoe Bay | 78657 |  |  |  | Unknown - Unlikely Lead | Don't Know | Unknown | No build date recorded/visual inspection completed | Unknown - Unlikely Lead | Unknown | No build date recorded/visual inspection completed | Non-Lead | No | No |  |  | No |  | No
LSLI3957 | 1201 | That-A-Way | Horseshoe Bay | 78657 |  |  |  | Non-Lead - Plastic | Don't Know | Unknown | No build date recorded/visual inspection completed | Non-Lead - Plastic | Unknown | No build date recorded/visual inspection completed | Non-Lead | No | No |  |  | No |  | No
LSLI3958 | 1205 | That-A-Way | Horseshoe Bay | 78657 |  |  |  | Non-Lead - Plastic | Don't Know | Unknown | No build date recorded/visual inspection completed | Non-Lead - Plastic | Unknown | No build date recorded/visual inspection completed | Non-Lead | No | No |  |  | No |  | No
LSLI3959 | 1210 | That-A-Way | Horseshoe Bay | 78657 |  |  |  | Non-Lead - Plastic | Don't Know | Unknown | No build date recorded/visual inspection completed | Non-Lead - Plastic | Unknown | No build date recorded/visual inspection completed | Non-Lead | No | No |  |  | No |  | No
LSLI3960 | 1305 | That-A-Way | Horseshoe Bay | 78657 |  |  |  | Non-Lead - Plastic | Don't Know | Unknown | No build date recorded/visual inspection completed | Non-Lead - Plastic | Unknown | No build date recorded/visual inspection completed | Non-Lead | No | No |  |  | No |  | No
LSLI3961 | 1110 | The Cape | Horseshoe Bay | 78657 |  |  |  | Non-Lead - Plastic | Don't Know | Unknown | No build date recorded/visual inspection completed | Non-Lead - Plastic | Unknown | No build date recorded/visual inspection completed | Non-Lead | No | No |  |  | No |  | No
LSLI3962 | 1111 | The Cape | Horseshoe Bay | 78657 |  |  |  | Non-Lead - Plastic | Don't Know | Unknown | No build date recorded/visual inspection completed | Non-Lead - Plastic | Unknown | No build date recorded/visual inspection completed | Non-Lead | No | No |  |  | No |  | No
LSLI3963 | 1201 | The Cape | Horseshoe Bay | 78657 |  |  |  | Non-Lead - Plastic | Don't Know | Unknown | No build date recorded/visual inspection completed | Non-Lead - Plastic | Unknown | No build date recorded/visual inspection completed | Non-Lead | No | No |  |  | No |  | No
LSLI3964 | 1202 | The Cape | Horseshoe Bay | 78657 |  |  |  | Non-Lead - Plastic | Don't Know | Unknown | No build date recorded/visual inspection completed | Non-Lead - Plastic | Unknown | No build date recorded/visual inspection completed | Non-Lead | No | No |  |  | No |  | No
LSLI3965 | 1203 | The Cape | Horseshoe Bay | 78657 |  |  |  | Non-Lead - Plastic | Don't Know | Unknown | No build date recorded/visual inspection completed | Non-Lead - Plastic | Unknown | No build date recorded/visual inspection completed | Non-Lead | No | No |  |  | No |  | No
LSLI3966 | 1204 | The Cape | Horseshoe Bay | 78657 |  |  |  | Non-Lead - Plastic | Don't Know | Unknown | No build date recorded/visual inspection completed | Non-Lead - Plastic | Unknown | No build date recorded/visual inspection completed | Non-Lead | No | No |  |  | No |  | No
LSLI3967 | 1206 | The Cape | Horseshoe Bay | 78657 |  |  |  | Non-Lead - Plastic | Don't Know | Unknown | No build date recorded/visual inspection completed | Non-Lead - Plastic | Unknown | No build date recorded/visual inspection completed | Non-Lead | No | No |  |  | No |  | No
LSLI3968 | 1208 | The Cape | Horseshoe Bay | 78657 |  |  |  | Non-Lead - Plastic | Don't Know | Unknown | No build date recorded/visual inspection completed | Non-Lead - Plastic | Unknown | No build date recorded/visual inspection completed | Non-Lead | No | No |  |  | No |  | No
LSLI3969 | 1211 | The Cape | Horseshoe Bay | 78657 |  |  |  | Galvanized | Don't Know | Unknown | No build date recorded/visual inspection completed | Non-Lead - Plastic | Unknown | No build date recorded/visual inspection completed | Non-Lead | No | No |  |  | No |  | No
LSLI3970 | 1213 | The Cape | Horseshoe Bay | 78657 |  |  |  | Galvanized | Don't Know | Unknown | No build date recorded/visual inspection completed | Non-Lead - Plastic | Unknown | No build date recorded/visual inspection completed | Non-Lead | No | No |  |  | No |  | No
LSLI3971 | 1303 | The Cape | Horseshoe Bay | 78657 |  |  |  | Non-Lead - Other | Don't Know | Unknown | No build date recorded/visual inspection completed | Non-Lead - Other | Unknown | No build date recorded/visual inspection completed | Non-Lead | No | No |  |  | No |  | No
LSLI3972 | 1306 | The Cape | Horseshoe Bay | 78657 |  |  |  | Non-Lead - Plastic | Don't Know | Unknown | No build date recorded/visual inspection completed | Non-Lead - Plastic | Unknown | No build date recorded/visual inspection completed | Non-Lead | No | No |  |  | No |  | No
LSLI3973 | 1307 | The Cape | Horseshoe Bay | 78657 |  |  |  | Non-Lead - Plastic | Don't Know | Unknown | No build date recorded/visual inspection completed | Non-Lead - Plastic | Unknown | No build date recorded/visual inspection completed | Non-Lead | No | No |  |  | No |  | No
LSLI3974 | 1107 | The Cape #10 Capetown | Horseshoe Bay | 78657 |  |  |  | Non-Lead - Plastic | Don't Know | Unknown | No build date recorded/visual inspection completed | Non-Lead - Copper | Unknown | No build date recorded/visual inspection completed | Non-Lead | No | Don't Know |  |  | No |  | No
LSLI3975 | 1107 | The Cape #14 Capetown | Horseshoe Bay | 78657 |  |  |  | Non-Lead - Plastic | Don't Know | Unknown | No build date recorded/visual inspection completed | Non-Lead - Copper | Unknown | No build date recorded/visual inspection completed | Non-Lead | No | Don't Know |  |  | No |  | No
LSLI3976 | 1107 | The Cape #8 Capetown | Horseshoe Bay | 78657 |  |  |  | Non-Lead - Plastic | Don't Know | Unknown | No build date recorded/visual inspection completed | Non-Lead - Copper | Unknown | No build date recorded/visual inspection completed | Non-Lead | No | Don't Know |  |  | No |  | No
LSLI3977 | 1104 | The Cape 1 Cape West | Horseshoe Bay | 78657 |  |  |  | Non-Lead - Plastic | Don't Know | Unknown | No build date recorded/visual inspection completed | Non-Lead - Plastic | Unknown | No build date recorded/visual inspection completed | Non-Lead | No | No |  |  | No |  | No
LSLI3978 | 1103 | The Cape 1 Emerald Point | Horseshoe Bay | 78657 |  |  |  | Non-Lead - Plastic | Don't Know | Unknown | No build date recorded/visual inspection completed | Non-Lead - Plastic | Unknown | No build date recorded/visual inspection completed | Non-Lead | No | No |  |  | No |  | No
LSLI3979 | 1105 | The Cape 1 Emerald Point | Horseshoe Bay | 78657 |  |  |  | Non-Lead - Plastic | Don't Know | Unknown | No build date recorded/visual inspection completed | Non-Lead - Plastic | Unknown | No build date recorded/visual inspection completed | Non-Lead | No | No |  |  | No |  | No
LSLI3980 | 1301 | The Cape 1 Windjammer | Horseshoe Bay | 78657 |  |  |  | Non-Lead - Plastic | Don't Know | Unknown | No build date recorded/visual inspection completed | Non-Lead - Other | Unknown | No build date recorded/visual inspection completed | Non-Lead | No | No |  |  | No |  | No
LSLI3981 | 1105 | The Cape 2 Emerald Point | Horseshoe Bay | 78657 |  |  |  | Non-Lead - Plastic | Don't Know | Unknown | No build date recorded/visual inspection completed | Galvanized | Unknown | No build date recorded/visual inspection completed | Non-Lead | No | No |  |  | No |  | No
LSLI3982 | 1301 | The Cape 2 Windjammer | Horseshoe Bay | 78657 |  |  |  | Non-Lead - Plastic | Don't Know | Unknown | No build date recorded/visual inspection completed | Non-Lead - Plastic | Unknown | No build date recorded/visual inspection completed | Non-Lead | No | No |  |  | No |  | No
LSLI3983 | 1300 | The Cape 2 Windsong | Horseshoe Bay | 78657 |  |  |  | Non-Lead - Plastic | Don't Know | Unknown | No build date recorded/visual inspection completed | Non-Lead - Plastic | Unknown | No build date recorded/visual inspection completed | Non-Lead | No | No |  |  | No |  | No
LSLI3984 | 1104 | The Cape 3 Cape West | Horseshoe Bay | 78657 |  |  |  | Non-Lead - Plastic | Don't Know | Unknown | No build date recorded/visual inspection completed | Non-Lead - Plastic | Unknown | No build date recorded/visual inspection completed | Non-Lead | No | No |  |  | No |  | No
LSLI3985 | 1301 | The Cape 3 Windjammer | Horseshoe Bay | 78657 |  |  |  | Non-Lead - Plastic | Don't Know | Unknown | No build date recorded/visual inspection completed | Non-Lead - Plastic | Unknown | No build date recorded/visual inspection completed | Non-Lead | No | No |  |  | No |  | No
LSLI3986 | 1100 | The Cape 303 Cape Terrace | Horseshoe Bay | 78657 |  |  |  | Non-Lead - Plastic | Don't Know | Unknown | No build date recorded/visual inspection completed | Non-Lead - Plastic | Unknown | No build date recorded/visual inspection completed | Non-Lead | No | No |  |  | No |  | No
LSLI3987 | 1104 | The Cape 4 Cape West | Horseshoe Bay | 78657 |  |  |  | Non-Lead - Plastic | Don't Know | Unknown | No build date recorded/visual inspection completed | Non-Lead - Plastic | Unknown | No build date recorded/visual inspection completed | Non-Lead | No | No |  |  | No |  | No
LSLI3988 | 1103 | The Cape 4 Emerald Point | Horseshoe Bay | 78657 |  |  |  | Non-Lead - Copper | Don't Know | Unknown | No build date recorded/visual inspection completed | Non-Lead - Copper | Unknown | No build date recorded/visual inspection completed | Non-Lead | Don't Know | Don't Know |  |  | No |  | No
LSLI3989 | 1301 | The Cape 4 Windjammer | Horseshoe Bay | 78657 |  |  |  | Galvanized | Don't Know | Unknown | No build date recorded/visual inspection completed | Non-Lead - Plastic | Unknown | No build date recorded/visual inspection completed | Non-Lead | No | No |  |  | No |  | No
LSLI3990 | 1300 | The Cape 4 Windsong | Horseshoe Bay | 78657 |  |  |  | Non-Lead - Other | Don't Know | Unknown | No build date recorded/visual inspection completed | Non-Lead - Plastic | Unknown | No build date recorded/visual inspection completed | Non-Lead | No | No |  |  | No |  | No
LSLI3991 | 1100 | The Cape 402 Cape Terrace | Horseshoe Bay | 78657 |  |  |  | Non-Lead - Plastic | Don't Know | Unknown | No build date recorded/visual inspection completed | Non-Lead - Plastic | Unknown | No build date recorded/visual inspection completed | Non-Lead | No | No |  |  | No |  | No
LSLI3992 | 1100 | The Cape 501 Cape Terrace | Horseshoe Bay | 78657 |  |  |  | Non-Lead - Plastic | Don't Know | Unknown | No build date recorded/visual inspection completed | Non-Lead - Plastic | Unknown | No build date recorded/visual inspection completed | Non-Lead | No | No |  |  | No |  | No
LSLI3993 | 1100 | The Cape 502 Cape Terrace | Horseshoe Bay | 78657 |  |  |  | Non-Lead - Plastic | Don't Know | Unknown | No build date recorded/visual inspection completed | Non-Lead - Plastic | Unknown | No build date recorded/visual inspection completed | Non-Lead | No | No |  |  | No |  | No
LSLI3994 | 1301 | The Cape 6 Windjammer | Horseshoe Bay | 78657 |  |  |  | Non-Lead - Plastic | Don't Know | Unknown | No build date recorded/visual inspection completed | Non-Lead - Plastic | Unknown | No build date recorded/visual inspection completed | Non-Lead | No | No |  |  | No |  | No
LSLI3995 | 1100 | The Cape 603 Cape Terrace | Horseshoe Bay | 78657 |  |  |  | Non-Lead - Plastic | Don't Know | Unknown | No build date recorded/visual inspection completed | Non-Lead - Plastic | Unknown | No build date recorded/visual inspection completed | Non-Lead | No | No |  |  | No |  | No
LSLI3996 | 1100 | The Cape 703 Cape Terrace | Horseshoe Bay | 78657 |  |  |  | Non-Lead - Plastic | Don't Know | Unknown | No build date recorded/visual inspection completed | Non-Lead - Plastic | Unknown | No build date recorded/visual inspection completed | Non-Lead | No | No |  |  | No |  | No
LSLI3997 | 1100 | The Cape 801 Cape Terrace | Horseshoe Bay | 78657 |  |  |  | Non-Lead - Plastic | Don't Know | Unknown | No build date recorded/visual inspection completed | Non-Lead - Plastic | Unknown | No build date recorded/visual inspection completed | Non-Lead | No | No |  |  | No |  | No
LSLI3998 | 1100 | The Cape 802 Cape Terrace | Horseshoe Bay | 78657 |  |  |  | Non-Lead - Plastic | Don't Know | Unknown | No build date recorded/visual inspection completed | Non-Lead - Plastic | Unknown | No build date recorded/visual inspection completed | Non-Lead | No | No |  |  | No |  | No
LSLI3999 | 1100 | The Cape 803 Cape Terrace | Horseshoe Bay | 78657 |  |  |  | Non-Lead - Plastic | Don't Know | Unknown | No build date recorded/visual inspection completed | Non-Lead - Plastic | Unknown | No build date recorded/visual inspection completed | Non-Lead | No | No |  |  | No |  | No
LSLI4000 | 1102 | The Cape A Cape Shore | Horseshoe Bay | 78657 |  |  |  | Non-Lead - Plastic | Don't Know | Unknown | No build date recorded/visual inspection completed | Non-Lead - Plastic | Unknown | No build date recorded/visual inspection completed | Non-Lead | No | No |  |  | No |  | No
LSLI4001 | 1102 | The Cape B Cape Shore | Horseshoe Bay | 78657 |  |  |  | Non-Lead - Plastic | Don't Know | Unknown | No build date recorded/visual inspection completed | Non-Lead - Plastic | Unknown | No build date recorded/visual inspection completed | Non-Lead | No | No |  |  | No |  | No
LSLI4002 | 1102 | The Cape C Cape Shore | Horseshoe Bay | 78657 |  |  |  | Non-Lead - Plastic | Don't Know | Unknown | No build date recorded/visual inspection completed | Non-Lead - Plastic | Unknown | No build date recorded/visual inspection completed | Non-Lead | No | No |  |  | No |  | No
LSLI4003 | 1101 | The Cape Sheltered Harbor | Horseshoe Bay | 78657 |  |  |  | Non-Lead - Plastic | Don't Know | Unknown | No build date recorded/visual inspection completed | Non-Lead - Plastic | Unknown | No build date recorded/visual inspection completed | Non-Lead | No | No |  |  | No |  | No
LSLI4004 | 301 | The Hills Rd | Horseshoe Bay | 78657 |  |  |  | Non-Lead - Plastic | Don't Know | Unknown | No build date recorded/visual inspection completed | Non-Lead - Plastic | Unknown | No build date recorded/visual inspection completed | Non-Lead | No | No |  |  | No |  | No
LSLI4005 | 103 | Third Sid | Horseshoe Bay | 78657 |  |  |  | Non-Lead - Copper | Don't Know | Unknown | No build date recorded/visual inspection completed | Non-Lead - Copper | Unknown | No build date recorded/visual inspection completed | Non-Lead | Don't Know | Don't Know |  |  | No |  | No
LSLI4006 | 108 | Third Sid | Horseshoe Bay | 78657 |  |  |  | Non-Lead - Plastic | Don't Know | Unknown | No build date recorded/visual inspection completed | Non-Lead - Plastic | Unknown | No build date recorded/visual inspection completed | Non-Lead | No | No |  |  | No |  | No
LSLI4007 | 111 | Third Sid | Horseshoe Bay | 78657 |  |  |  | Non-Lead - Plastic | Don't Know | Unknown | No build date recorded/visual inspection completed | Non-Lead - Plastic | Unknown | No build date recorded/visual inspection completed | Non-Lead | No | No |  |  | No |  | No
LSLI4008 | 112 | Third Sid | Horseshoe Bay | 78657 |  |  |  | Non-Lead - Plastic | Don't Know | Unknown | No build date recorded/visual inspection completed | Non-Lead - Plastic | Unknown | No build date recorded/visual inspection completed | Non-Lead | No | No |  |  | No |  | No
LSLI4009 | 1108 | Tombstone | Horseshoe Bay | 78657 |  |  |  | Non-Lead - Plastic | Don't Know | Unknown | No build date recorded/visual inspection completed | Non-Lead - Plastic | Unknown | No build date recorded/visual inspection completed | Non-Lead | No | No |  |  | No |  | No
LSLI4010 | 811 | Tonto | Horseshoe Bay | 78657 |  |  |  | Non-Lead - Plastic | Don't Know | Unknown | No build date recorded/visual inspection completed | Non-Lead - Plastic | Unknown | No build date recorded/visual inspection completed | Non-Lead | No | No |  |  | No |  | Yes | Tier 1
LSLI4011 | 815 | Tonto | Horseshoe Bay | 78657 |  |  |  | Non-Lead - Plastic | Don't Know | Unknown | No build date recorded/visual inspection completed | Non-Lead - Plastic | Unknown | No build date recorded/visual inspection completed | Non-Lead | No | No |  |  | No |  | No
LSLI4012 | 406 | Tungsten | Horseshoe Bay | 78657 |  |  |  | Non-Lead - Copper | Don't Know | Unknown | No build date recorded/visual inspection completed | Non-Lead - Plastic | Unknown | No build date recorded/visual inspection completed | Non-Lead | Don't Know | Don't Know |  |  | No |  | No
LSLI4013 | 410 | Turquoise | Horseshoe Bay | 78657 |  |  |  | Non-Lead - Plastic | Don't Know | Unknown | No build date recorded/visual inspection completed | Non-Lead - Plastic | Unknown | No build date recorded/visual inspection completed | Non-Lead | No | No |  |  | No |  | No
LSLI4014 | 104 | Twilight | Horseshoe Bay | 78657 |  |  |  | Non-Lead | Don't Know | Unknown | No build date recorded/visual inspection completed | Non-Lead - Plastic | Unknown | No build date recorded/visual inspection completed | Non-Lead | No | No |  |  | No |  | No
LSLI4015 | 108 | Twilight | Horseshoe Bay | 78657 |  |  |  | Non-Lead | Don't Know | Unknown | No build date recorded/visual inspection completed | Non-Lead - Plastic | Unknown | No build date recorded/visual inspection completed | Non-Lead | No | No |  |  | No |  | No
LSLI4016 | 109 | Twilight | Horseshoe Bay | 78657 |  |  |  | Non-Lead - Plastic | Don't Know | Unknown | No build date recorded/visual inspection completed | Non-Lead - Plastic | Unknown | No build date recorded/visual inspection completed | Non-Lead | No | No |  |  | No |  | No
LSLI4017 | 111 | Twilight | Horseshoe Bay | 78657 |  |  |  | Non-Lead - Plastic | Don't Know | Unknown | No build date recorded/visual inspection completed | Non-Lead - Plastic | Unknown | No build date recorded/visual inspection completed | Non-Lead | No | No |  |  | No |  | No
LSLI4018 | 113 | Twilight | Horseshoe Bay | 78657 |  |  |  | Non-Lead - Plastic | Don't Know | Unknown | No build date recorded/visual inspection completed | Non-Lead - Other | Unknown | No build date recorded/visual inspection completed | Non-Lead | No | No |  |  | No |  | No
LSLI4019 | 202 | Twin Sails | Horseshoe Bay | 78657 |  |  |  | Non-Lead - Plastic | Don't Know | Unknown | No build date recorded/visual inspection completed | Non-Lead - Plastic | Unknown | No build date recorded/visual inspection completed | Non-Lead | No | No |  |  | No |  | No
LSLI4020 | 213 | Twin Sails | Horseshoe Bay | 78657 |  |  |  | Non-Lead - Plastic | Don't Know | Unknown | No build date recorded/visual inspection completed | Non-Lead - Plastic | Unknown | No build date recorded/visual inspection completed | Non-Lead | No | No |  |  | No |  | No
LSLI4021 | 305 | Twin Sails | Horseshoe Bay | 78657 |  |  |  | Non-Lead - Plastic | Don't Know | Unknown | No build date recorded/visual inspection completed | Non-Lead - Plastic | Unknown | No build date recorded/visual inspection completed | Non-Lead | No | No |  |  | No |  | No
LSLI4022 | 401 | Twin Sails | Horseshoe Bay | 78657 |  |  |  | Non-Lead - Plastic | Don't Know | Unknown | No build date recorded/visual inspection completed | Non-Lead - Plastic | Unknown | No build date recorded/visual inspection completed | Non-Lead | No | No |  |  | No |  | No
LSLI4023 | 405 | Twin Sails | Horseshoe Bay | 78657 |  |  |  | Non-Lead - Copper | Don't Know | Unknown | No build date recorded/visual inspection completed | Non-Lead - Copper | Unknown | No build date recorded/visual inspection completed | Non-Lead | Don't Know | Don't Know |  |  | No |  | No
LSLI4024 | 320 | Twin Sails 28 The Highlands | Horseshoe Bay | 78657 |  |  |  | Non-Lead - Plastic | Don't Know | Unknown | No build date recorded/visual inspection completed | Non-Lead - Plastic | Unknown | No build date recorded/visual inspection completed | Non-Lead | No | No |  |  | No |  | No
LSLI4025 | 111 | Up There E | Horseshoe Bay | 78657 |  |  |  | Unknown - Unlikely Lead | Don't Know | Unknown | No build date recorded/visual inspection completed | Non-Lead - Plastic | Unknown | No build date recorded/visual inspection completed | Non-Lead | No | No |  |  | No |  | No
LSLI4026 | 101 | Up There W | Horseshoe Bay | 78657 |  |  |  | Non-Lead - Plastic | Don't Know | Unknown | No build date recorded/visual inspection completed | Non-Lead - Plastic | Unknown | No build date recorded/visual inspection completed | Non-Lead | No | No |  |  | No |  | No
LSLI4027 | 201 | Up There W | Horseshoe Bay | 78657 |  |  |  | Non-Lead - Plastic | Don't Know | Unknown | No build date recorded/visual inspection completed | Non-Lead - Plastic | Unknown | No build date recorded/visual inspection completed | Non-Lead | No | No |  |  | No |  | No
LSLI4028 | 203 | Up There W | Horseshoe Bay | 78657 |  |  |  | Non-Lead - Plastic | Don't Know | Unknown | No build date recorded/visual inspection completed | Galvanized | Unknown | No build date recorded/visual inspection completed | Non-Lead | No | No |  |  | No |  | No
LSLI4029 | 204 | Up There W | Horseshoe Bay | 78657 |  |  |  | Non-Lead - Plastic | Don't Know | Unknown | No build date recorded/visual inspection completed | Non-Lead - Plastic | Unknown | No build date recorded/visual inspection completed | Non-Lead | No | No |  |  | No |  | No
LSLI4030 | 304 | Up There W | Horseshoe Bay | 78657 |  |  |  | Non-Lead - Plastic | Don't Know | Unknown | No build date recorded/visual inspection completed | Non-Lead - Plastic | Unknown | No build date recorded/visual inspection completed | Non-Lead | No | No |  |  | No |  | No
LSLI4031 | 311 | Up There W | Horseshoe Bay | 78657 |  |  |  | Non-Lead - Plastic | Don't Know | Unknown | No build date recorded/visual inspection completed | Non-Lead - Plastic | Unknown | No build date recorded/visual inspection completed | Non-Lead | No | No |  |  | No |  | No
LSLI4032 | 100 | Uplift 2 Golf Hills | Horseshoe Bay | 78657 |  |  |  | Non-Lead - Plastic | Don't Know | Unknown | No build date recorded/visual inspection completed | Non-Lead - Plastic | Unknown | No build date recorded/visual inspection completed | Non-Lead | No | No |  |  | No |  | No
LSLI4033 | 100 | Uplift 3 Golf Hills | Horseshoe Bay | 78657 |  |  |  | Non-Lead - Plastic | Don't Know | Unknown | No build date recorded/visual inspection completed | Non-Lead - Plastic | Unknown | No build date recorded/visual inspection completed | Non-Lead | No | No |  |  | No |  | No
LSLI4034 | 100 | Uplift 4 Golf Hills | Horseshoe Bay | 78657 |  |  |  | Non-Lead - Plastic | Don't Know | Unknown | No build date recorded/visual inspection completed | Non-Lead - Plastic | Unknown | No build date recorded/visual inspection completed | Non-Lead | No | No |  |  | No |  | No
LSLI4035 | 102 | Venison | Horseshoe Bay | 78657 |  |  |  | Non-Lead - Plastic | Don't Know | Unknown | No build date recorded/visual inspection completed | Non-Lead - Plastic | Unknown | No build date recorded/visual inspection completed | Non-Lead | No | No |  |  | No |  | No
LSLI4036 | 105 | Voca | Horseshoe Bay | 78657 |  |  |  | Non-Lead - Plastic | Don't Know | Unknown | No build date recorded/visual inspection completed | Non-Lead - Plastic | Unknown | No build date recorded/visual inspection completed | Non-Lead | No | No |  |  | No |  | No
LSLI4037 | 100 | Waters Edge | Horseshoe Bay | 78657 |  |  |  | Non-Lead - Plastic | Don't Know | Unknown | No build date recorded/visual inspection completed | Non-Lead - Plastic | Unknown | No build date recorded/visual inspection completed | Non-Lead | No | No |  |  | No |  | No
LSLI4038 | 101 | Waters Edge | Horseshoe Bay | 78657 |  |  |  | Non-Lead - Plastic | Don't Know | Unknown | No build date recorded/visual inspection completed | Non-Lead - Plastic | Unknown | No build date recorded/visual inspection completed | Non-Lead | No | No |  |  | No |  | No
LSLI4039 | 109 | Waters Edge | Horseshoe Bay | 78657 |  |  |  | Non-Lead - Plastic | Don't Know | Unknown | No build date recorded/visual inspection completed | Non-Lead - Plastic | Unknown | No build date recorded/visual inspection completed | Non-Lead | No | No |  |  | No |  | No
LSLI4040 | 106 | Wennmohs Pl | Horseshoe Bay | 78657 |  |  |  | Non-Lead - Plastic | Don't Know | Unknown | No build date recorded/visual inspection completed | Non-Lead - Plastic | Unknown | No build date recorded/visual inspection completed | Non-Lead | No | No |  |  | No |  | No
LSLI4041 | 202 | Wennmohs Pl | Horseshoe Bay | 78657 |  |  |  | Non-Lead - Plastic | Don't Know | Unknown | No build date recorded/visual inspection completed | Non-Lead - Plastic | Unknown | No build date recorded/visual inspection completed | Non-Lead | No | No |  |  | No |  | No
LSLI4042 | 205 | Wennmohs Pl | Horseshoe Bay | 78657 |  |  |  | Non-Lead - Plastic | Don't Know | Unknown | No build date recorded/visual inspection completed | Non-Lead - Plastic | Unknown | No build date recorded/visual inspection completed | Non-Lead | No | No |  |  | No |  | No
LSLI4043 | 212 | Wennmohs Pl | Horseshoe Bay | 78657 |  |  |  | Non-Lead - Plastic | Don't Know | Unknown | No build date recorded/visual inspection completed | Non-Lead - Plastic | Unknown | No build date recorded/visual inspection completed | Non-Lead | No | No |  |  | No |  | No
LSLI4044 | 213 | Wennmohs Pl | Horseshoe Bay | 78657 |  |  |  | Non-Lead - Plastic | Don't Know | Unknown | No build date recorded/visual inspection completed | Non-Lead - Plastic | Unknown | No build date recorded/visual inspection completed | Non-Lead | No | No |  |  | No |  | No
LSLI4045 | 301 | Wennmohs Pl | Horseshoe Bay | 78657 |  |  |  | Non-Lead - Plastic | Don't Know | Unknown | No build date recorded/visual inspection completed | Non-Lead - Plastic | Unknown | No build date recorded/visual inspection completed | Non-Lead | No | No |  |  | No |  | No
LSLI4046 | 303 | Wennmohs Pl | Horseshoe Bay | 78657 |  |  |  | Non-Lead - Plastic | Don't Know | Unknown | No build date recorded/visual inspection completed | Non-Lead - Plastic | Unknown | No build date recorded/visual inspection completed | Non-Lead | No | No |  |  | No |  | No
LSLI4047 | 305 | Wennmohs Pl | Horseshoe Bay | 78657 |  |  |  | Non-Lead - Plastic | Don't Know | Unknown | No build date recorded/visual inspection completed | Non-Lead - Plastic | Unknown | No build date recorded/visual inspection completed | Non-Lead | No | No |  |  | No |  | No
LSLI4048 | 307 | Wennmohs Pl | Horseshoe Bay | 78657 |  |  |  | Non-Lead - Plastic | Don't Know | Unknown | No build date recorded/visual inspection completed | Non-Lead - Plastic | Unknown | No build date recorded/visual inspection completed | Non-Lead | No | No |  |  | No |  | No
LSLI4049 | 312 | Wennmohs Pl | Horseshoe Bay | 78657 |  |  |  | Non-Lead - Plastic | Don't Know | Unknown | No build date recorded/visual inspection completed | Non-Lead - Plastic | Unknown | No build date recorded/visual inspection completed | Non-Lead | No | No |  |  | No |  | No
LSLI4050 | 409 | Western Bit | Horseshoe Bay | 78657 |  |  |  | Non-Lead - Plastic | Don't Know | Unknown | No build date recorded/visual inspection completed | Non-Lead - Plastic | Unknown | No build date recorded/visual inspection completed | Non-Lead | No | No |  |  | No |  | No
LSLI4051 | 800 | Western Bit | Horseshoe Bay | 78657 |  |  |  | Non-Lead - Plastic | Don't Know | Unknown | No build date recorded/visual inspection completed | Non-Lead - Plastic | Unknown | No build date recorded/visual inspection completed | Non-Lead | No | No |  |  | No |  | No
LSLI4052 | 804 | Western Bit | Horseshoe Bay | 78657 |  |  |  | Non-Lead - Plastic | Don't Know | Unknown | No build date recorded/visual inspection completed | Non-Lead - Plastic | Unknown | No build date recorded/visual inspection completed | Non-Lead | No | No |  |  | No |  | No
LSLI4053 | 810 | Western Bit | Horseshoe Bay | 78657 |  |  |  | Non-Lead - Plastic | Don't Know | Unknown | No build date recorded/visual inspection completed | Non-Lead - Plastic | Unknown | No build date recorded/visual inspection completed | Non-Lead | No | No |  |  | No |  | No
LSLI4054 | 102 | Western Spur | Horseshoe Bay | 78657 |  |  |  | Non-Lead - Plastic | Don't Know | Unknown | No build date recorded/visual inspection completed | Non-Lead - Plastic | Unknown | No build date recorded/visual inspection completed | Non-Lead | No | No |  |  | No |  | No
LSLI4055 | 106 | Western Spur | Horseshoe Bay | 78657 |  |  |  | Non-Lead - Plastic | Don't Know | Unknown | No build date recorded/visual inspection completed | Non-Lead - Plastic | Unknown | No build date recorded/visual inspection completed | Non-Lead | No | No |  |  | No |  | No
LSLI4056 | 404 | Westward Ho | Horseshoe Bay | 78657 |  |  |  | Non-Lead - Plastic | Don't Know | Unknown | No build date recorded/visual inspection completed | Non-Lead - Plastic | Unknown | No build date recorded/visual inspection completed | Non-Lead | No | No |  |  | No |  | No
LSLI4057 | 106 | White Dove | Horseshoe Bay | 78657 |  |  |  | Non-Lead - Plastic | Don't Know | Unknown | No build date recorded/visual inspection completed | Non-Lead - Plastic | Unknown | No build date recorded/visual inspection completed | Non-Lead | No | No |  |  | No |  | No
LSLI4058 | 1508 | White Tail | Horseshoe Bay | 78657 |  |  |  | Non-Lead - Plastic | Don't Know | Unknown | No build date recorded/visual inspection completed | Non-Lead - Plastic | Unknown | No build date recorded/visual inspection completed | Non-Lead | No | No |  |  | No |  | No
LSLI4059 | 200 | Wood Hill | Horseshoe Bay | 78657 |  |  |  | Non-Lead - Plastic | Don't Know | Unknown | No build date recorded/visual inspection completed | Non-Lead - Plastic | Unknown | No build date recorded/visual inspection completed | Non-Lead | No | No |  |  | No |  | No
LSLI4060 | 107 | Wood Hill A | Horseshoe Bay | 78657 |  |  |  | Non-Lead - Plastic | Don't Know | Unknown | No build date recorded/visual inspection completed | Non-Lead - Plastic | Unknown | No build date recorded/visual inspection completed | Non-Lead | No | No |  |  | No |  | No
LSLI4061 |  | Back 9 Comfort Station #1 sombrero | Horseshoe Bay | 78657 |  |  |  | Non-Lead - Plastic | Don't Know | Unknown | No build date recorded/visual inspection completed | Non-Lead - Plastic | Unknown | No build date recorded/visual inspection completed | Non-Lead | No | No
LSLI4062 |  | Frnt 9 Comfort Station#2 15th green | Horseshoe Bay | 78657 |  |  |  | Non-Lead - Plastic | Don't Know | Unknown | No build date recorded/visual inspection completed | Non-Lead - Plastic | Unknown | No build date recorded/visual inspection completed | Non-Lead | No | No
LSLI4063 | 1531 | Air Park Terminal | Horseshoe Bay | 78657 |  |  |  | Non-Lead - Plastic | Don't Know | Unknown | No build date recorded/visual inspection completed | Non-Lead - Plastic | Unknown | No build date recorded/visual inspection completed | Non-Lead | No | No
LSLI4064 | 138 | Applehead Island Dr | Horseshoe Bay | 78657 |  |  |  | Non-Lead - Plastic | Don't Know | Unknown | No build date recorded/visual inspection completed | Non-Lead - Plastic | Unknown | No build date recorded/visual inspection completed | Non-Lead | No | No
LSLI4065 | 2707 | Aurora Water Front #12 | Horseshoe Bay | 78657 |  |  |  | NO SERVICE | Don't Know | Unknown | No build date recorded/visual inspection completed | NO SERVICE | Unknown | No build date recorded/visual inspection completed | Non-Lead | No | No
LSLI4066 | 100 | Bay Point Esca Unit 5 - 20 | Horseshoe Bay | 78657 |  |  |  | Non-Lead - Plastic | Don't Know | Unknown | No build date recorded/visual inspection completed | Non-Lead - Plastic | Unknown | No build date recorded/visual inspection completed | Non-Lead | No | No
LSLI4067 | 310 | Blister Gold W #9 | Horseshoe Bay | 78657 |  |  |  | Non-Lead - Plastic | Don't Know | Unknown | No build date recorded/visual inspection completed | Non-Lead - Plastic | Unknown | No build date recorded/visual inspection completed | Non-Lead | No | No
LSLI4068 | 100 | Buck/Mnt Brn W Golf (hi mesa?) | Horseshoe Bay | 78657 |  |  |  | Non-Lead - Other | Don't Know | Unknown | No build date recorded/visual inspection completed | Non-Lead - Other | Unknown | No build date recorded/visual inspection completed | Non-Lead | No | No
LSLI4069 | 2207 | Clayton Nolen Dr | Horseshoe Bay | 78657 |  |  |  | Non-Lead - Plastic | Don't Know | Unknown | No build date recorded/visual inspection completed | Non-Lead - Plastic | Unknown | No build date recorded/visual inspection completed | Non-Lead | No | No
LSLI4070 | 800 | Co Rd 311 / 19 Quail Ridge | Horseshoe Bay | 78657 |  |  |  | Non-Lead - Plastic | Don't Know | Unknown | No build date recorded/visual inspection completed | Non-Lead - Other | Unknown | No build date recorded/visual inspection completed | Non-Lead | No | No
LSLI4071 | 300 | County Rd 311 | Horseshoe Bay | 78657 |  |  |  | Non-Lead - Plastic | Don't Know | Unknown | No build date recorded/visual inspection completed | Non-Lead - Plastic | Unknown | No build date recorded/visual inspection completed | Non-Lead | No | No
LSLI4072 | 104 | Cove W Marina | Horseshoe Bay | 78657 |  |  |  | Non-Lead - Plastic | Don't Know | Unknown | No build date recorded/visual inspection completed | Non-Lead - Plastic | Unknown | No build date recorded/visual inspection completed | Non-Lead | No | No
LSLI4073 | 106 | Cove W Waterfront | Horseshoe Bay | 78657 |  |  |  | Non-Lead - Plastic | Don't Know | Unknown | No build date recorded/visual inspection completed | Non-Lead - Plastic | Unknown | No build date recorded/visual inspection completed | Non-Lead | No | No
LSLI4074 | 1006 | CR 311 / 16 Quail Ridge | Horseshoe Bay | 78657 |  |  |  | Non-Lead - Plastic | Don't Know | Unknown | No build date recorded/visual inspection completed | Non-Lead - Plastic | Unknown | No build date recorded/visual inspection completed | Non-Lead | No | No
LSLI4075 |  | Guard Station (Applehead?) | Horseshoe Bay | 78657 |  |  |  | Non-Lead - Plastic | Don't Know | Unknown | No build date recorded/visual inspection completed | Non-Lead - Plastic | Unknown | No build date recorded/visual inspection completed | Non-Lead | No | No
LSLI4076 | 24101 | E ST Hwy 71 | Horseshoe Bay | 78657 |  |  |  | Non-Lead - Plastic | Don't Know | Unknown | No build date recorded/visual inspection completed | Non-Lead - Plastic | Unknown | No build date recorded/visual inspection completed | Non-Lead | No | No
LSLI4077 |  | Applehead Island Rec tennis court | Horseshoe Bay | 78657 |  |  |  | Non-Lead - Plastic | Don't Know | Unknown | No build date recorded/visual inspection completed | Non-Lead - Plastic | Unknown | No build date recorded/visual inspection completed | Non-Lead | No | No
LSLI4078 | 100 | Estate Dr | Horseshoe Bay | 78657 |  |  |  | Non-Lead - Plastic | Don't Know | Unknown | No build date recorded/visual inspection completed | Non-Lead - Plastic | Unknown | No build date recorded/visual inspection completed | Non-Lead | No | No
LSLI4079 | 101 | Ferguson Rd | Horseshoe Bay | 78657 |  |  |  | Non-Lead - Plastic | Don't Know | Unknown | No build date recorded/visual inspection completed | Non-Lead - Plastic | Unknown | No build date recorded/visual inspection completed | Non-Lead | No | No
LSLI4080 | 6400 | Fm 2147 W | Horseshoe Bay | 78657 |  |  |  | Non-Lead - Plastic | Don't Know | Unknown | No build date recorded/visual inspection completed | Non-Lead - Plastic | Unknown | No build date recorded/visual inspection completed | Non-Lead | No | No
LSLI4081 | 7409 | FM 2147 W #A | Horseshoe Bay | 78657 |  |  |  | Non-Lead - Plastic | Don't Know | Unknown | No build date recorded/visual inspection completed | Non-Lead - Plastic | Unknown | No build date recorded/visual inspection completed | Non-Lead | No | No
LSLI4082 | 7503 | FM 2147 W #A | Horseshoe Bay | 78657 |  |  |  | Non-Lead - Plastic | Don't Know | Unknown | No build date recorded/visual inspection completed | Non-Lead - Plastic | Unknown | No build date recorded/visual inspection completed | Non-Lead | No | No
LSLI4083 | 6810 | Fm 2147 W A | Horseshoe Bay | 78657 |  |  |  | Non-Lead - Plastic | Don't Know | Unknown | No build date recorded/visual inspection completed | Non-Lead - Plastic | Unknown | No build date recorded/visual inspection completed | Non-Lead | No | No
LSLI4084 | 5700 | Fm-2147 W | Horseshoe Bay | 78657 |  |  |  | Non-Lead - Plastic | Don't Know | Unknown | No build date recorded/visual inspection completed | Non-Lead - Plastic | Unknown | No build date recorded/visual inspection completed | Non-Lead | No | No
LSLI4085 | 6802 | Fm-2147 W | Horseshoe Bay | 78657 |  |  |  | Non-Lead - Plastic | Don't Know | Unknown | No build date recorded/visual inspection completed | Non-Lead - Plastic | Unknown | No build date recorded/visual inspection completed | Non-Lead | No | No
LSLI4086 | 6905 | Fm-2147 W | Horseshoe Bay | 78657 |  |  |  | Unknown - Likely Lead | Don't Know | Unknown | No build date recorded/visual inspection completed | Unknown - Likely Lead | Unknown | No build date recorded/visual inspection completed | Non-Lead | No | No
LSLI4087 | 9740 | Fm-2147 W | Horseshoe Bay | 78657 |  |  |  | Non-Lead - Plastic | Don't Know | Unknown | No build date recorded/visual inspection completed | Non-Lead - Plastic | Unknown | No build date recorded/visual inspection completed | Non-Lead | No | No
LSLI4088 | 9750 | Fm-2147 W | Horseshoe Bay | 78657 |  |  |  | Non-Lead - Plastic | Don't Know | Unknown | No build date recorded/visual inspection completed | Non-Lead - Plastic | Unknown | No build date recorded/visual inspection completed | Non-Lead | No | No
LSLI4089 | 8000 | Fm-2147 W 1 | Horseshoe Bay | 78657 |  |  |  | Non-Lead - Plastic | Don't Know | Unknown | No build date recorded/visual inspection completed | Non-Lead - Plastic | Unknown | No build date recorded/visual inspection completed | Non-Lead | No | No
LSLI4090 | 6810 | Fm-2147 W B Nash Builders | Horseshoe Bay | 78657 |  |  |  | Non-Lead - Plastic | Don't Know | Unknown | No build date recorded/visual inspection completed | Non-Lead - Plastic | Unknown | No build date recorded/visual inspection completed | Non-Lead | No | No
LSLI4091 | 9720 | Fm-2147 W Climate Controlled | Horseshoe Bay | 78657 |  |  |  | Non-Lead - Plastic | Don't Know | Unknown | No build date recorded/visual inspection completed | Non-Lead - Plastic | Unknown | No build date recorded/visual inspection completed | Non-Lead | No | No
LSLI4092 | 6700 | Fm-2147 W Sales | Horseshoe Bay | 78657 |  |  |  | Non-Lead - Plastic | Don't Know | Unknown | No build date recorded/visual inspection completed | Non-Lead - Plastic | Unknown | No build date recorded/visual inspection completed | Non-Lead | No | No
LSLI4093 | 400 | Free Rein | Horseshoe Bay | 78657 |  |  |  | Non-Lead - Plastic | Don't Know | Unknown | No build date recorded/visual inspection completed | Non-Lead - Plastic | Unknown | No build date recorded/visual inspection completed | Non-Lead | No | No
LSLI4094 | 200 | Hi Circle N Marriott | Horseshoe Bay | 78657 |  |  |  | Non-Lead - Plastic | Don't Know | Unknown | No build date recorded/visual inspection completed | Non-Lead - Plastic | Unknown | No build date recorded/visual inspection completed | Non-Lead | No | No
LSLI4095 | 904 | Hi Circle S Accounting Office | Horseshoe Bay | 78657 |  |  |  | Non-Lead - Plastic | Don't Know | Unknown | No build date recorded/visual inspection completed | Non-Lead - Other | Unknown | No build date recorded/visual inspection completed | Non-Lead | No | No
LSLI4096 | 908 | Hi Circle S Maintenance Barn | Horseshoe Bay | 78657 |  |  |  | Non-Lead - Other | Don't Know | Unknown | No build date recorded/visual inspection completed | Non-Lead - Plastic | Unknown | No build date recorded/visual inspection completed | Non-Lead | No | No
LSLI4097 | 843 | Hi Circle S Stable | Horseshoe Bay | 78657 |  |  |  | Non-Lead - Plastic | Don't Know | Unknown | No build date recorded/visual inspection completed | Non-Lead - Plastic | Unknown | No build date recorded/visual inspection completed | Non-Lead | No | No
LSLI4098 | 1306 | Hi Stirrup Cart Barn | Horseshoe Bay | 78657 |  |  |  | Non-Lead - Plastic | Don't Know | Unknown | No build date recorded/visual inspection completed | Non-Lead - Plastic | Unknown | No build date recorded/visual inspection completed | Non-Lead | No | No
LSLI4099 | 1301 | Hi Stirrup Slick Rock | Horseshoe Bay | 78657 |  |  |  | Non-Lead - Plastic | Don't Know | Unknown | No build date recorded/visual inspection completed | Non-Lead - Plastic | Unknown | No build date recorded/visual inspection completed | Non-Lead | No | No
LSLI4100 | 124 | Hills Ct The Hills | Horseshoe Bay | 78657 |  |  |  | Non-Lead - Plastic | Don't Know | Unknown | No build date recorded/visual inspection completed | Non-Lead - Plastic | Unknown | No build date recorded/visual inspection completed | Non-Lead | No | No
LSLI4101 | 103 | Hills Lane The Hills | Horseshoe Bay | 78657 |  |  |  | Non-Lead - Plastic | Don't Know | Unknown | No build date recorded/visual inspection completed | Non-Lead - Plastic | Unknown | No build date recorded/visual inspection completed | Non-Lead | No | No
LSLI4102 |  | PROSHP Azurite Cul-De-Sac | Horseshoe Bay | 78657 |  |  |  | Non-Lead - Plastic | Don't Know | Unknown | No build date recorded/visual inspection completed | Non-Lead - Plastic | Unknown | No build date recorded/visual inspection completed | Non-Lead | No | No
LSLI4103 | 810 | HSB Blvd Fitness Center Spa | Horseshoe Bay | 78657 |  |  |  | Non-Lead - Plastic | Don't Know | Unknown | No build date recorded/visual inspection completed | Non-Lead - Plastic | Unknown | No build date recorded/visual inspection completed | Non-Lead | No | No
LSLI4104 | 101 | HSB Blvd HSB Place | Horseshoe Bay | 78657 |  |  |  | Non-Lead - Plastic | Don't Know | Unknown | No build date recorded/visual inspection completed | Non-Lead - Plastic | Unknown | No build date recorded/visual inspection completed | Non-Lead | No | No
LSLI4105 | 834 | HSB Blvd Inn | Horseshoe Bay | 78657 |  |  |  | NO SERVICE | Don't Know | Unknown | No build date recorded/visual inspection completed | NO SERVICE | Unknown | No build date recorded/visual inspection completed | Non-Lead | No | No
LSLI4106 | 500 | HSB Blvd Whitewater putt putt golf | Horseshoe Bay | 78657 |  |  |  | Non-Lead - Plastic | Don't Know | Unknown | No build date recorded/visual inspection completed | Non-Lead - Plastic | Unknown | No build date recorded/visual inspection completed | Non-Lead | No | No
LSLI4107 | 1009 | HSB Blvd Yacht Club (10157200) | Horseshoe Bay | 78657 |  |  |  | Non-Lead - Plastic | Don't Know | Unknown | No build date recorded/visual inspection completed | Non-Lead - Plastic | Unknown | No build date recorded/visual inspection completed | Non-Lead | No | No
LSLI4108 | 109 | Island Dr Goosepoint | Horseshoe Bay | 78657 |  |  |  | Non-Lead - Plastic | Don't Know | Unknown | No build date recorded/visual inspection completed | Non-Lead - Plastic | Unknown | No build date recorded/visual inspection completed | Non-Lead | No | No
LSLI4109 | 402 | Island Dr Harbortown | Horseshoe Bay | 78657 |  |  |  | Non-Lead - Plastic | Don't Know | Unknown | No build date recorded/visual inspection completed | Non-Lead - Plastic | Unknown | No build date recorded/visual inspection completed | Non-Lead | No | No
LSLI4110 | 301 | Island Dr Inlet Cv | Horseshoe Bay | 78657 |  |  |  | Non-Lead - Plastic | Don't Know | Unknown | No build date recorded/visual inspection completed | Non-Lead - Plastic | Unknown | No build date recorded/visual inspection completed | Non-Lead | No | No
LSLI4111 | 401 | Island Dr Lakeshore | Horseshoe Bay | 78657 |  |  |  | Non-Lead - Copper | Don't Know | Unknown | No build date recorded/visual inspection completed | Non-Lead - Plastic | Unknown | No build date recorded/visual inspection completed | Non-Lead | Don't Know | Don't Know
LSLI4112 | 311 | Island Dr Sandpiper | Horseshoe Bay | 78657 |  |  |  | Non-Lead - Plastic | Don't Know | Unknown | No build date recorded/visual inspection completed | Non-Lead - Plastic | Unknown | No build date recorded/visual inspection completed | Non-Lead | No | No
LSLI4113 | 300 | Lucy Ln | Horseshoe Bay | 78657 |  |  |  | Non-Lead - Plastic | Don't Know | Unknown | No build date recorded/visual inspection completed | Non-Lead - Plastic | Unknown | No build date recorded/visual inspection completed | Non-Lead | No | No
LSLI4114 | 203 | Mayapple | Horseshoe Bay | 78657 |  |  |  | Non-Lead - Plastic | Don't Know | Unknown | No build date recorded/visual inspection completed | Non-Lead - Plastic | Unknown | No build date recorded/visual inspection completed | Non-Lead | No | No
LSLI4115 | 100 | Pecan Crossing Dr | Horseshoe Bay | 78657 |  |  |  | Non-Lead - Plastic | Don't Know | Unknown | No build date recorded/visual inspection completed | Non-Lead - Plastic | Unknown | No build date recorded/visual inspection completed | Non-Lead | No | No
LSLI4116 | 190 | Pecan Crossing Front Gate | Horseshoe Bay | 78657 |  |  |  | Non-Lead - Plastic | Don't Know | Unknown | No build date recorded/visual inspection completed | Non-Lead - Plastic | Unknown | No build date recorded/visual inspection completed | Non-Lead | No | No
LSLI4117 | 100 | Pecan Crossing Irrigation | Horseshoe Bay | 78657 |  |  |  | Non-Lead - Plastic | Don't Know | Unknown | No build date recorded/visual inspection completed | Non-Lead - Plastic | Unknown | No build date recorded/visual inspection completed | Non-Lead | No | No
LSLI4118 | 750 | Pecan Crossing Landscape | Horseshoe Bay | 78657 |  |  |  | Non-Lead - Plastic | Don't Know | Unknown | No build date recorded/visual inspection completed | Non-Lead - Plastic | Unknown | No build date recorded/visual inspection completed | Non-Lead | No | No
LSLI4119 | 243 | Pecan Crossing Rec Center | Horseshoe Bay | 78657 |  |  |  | Non-Lead - Plastic | Don't Know | Unknown | No build date recorded/visual inspection completed | Non-Lead - Plastic | Unknown | No build date recorded/visual inspection completed | Non-Lead | No | No
LSLI4120 | 1806 | Ranch Rd 2831 | Horseshoe Bay | 78657 |  |  |  | Non-Lead - Plastic | Don't Know | Unknown | No build date recorded/visual inspection completed | Non-Lead - Plastic | Unknown | No build date recorded/visual inspection completed | Non-Lead | No | No
LSLI4121 | 200 | Ranch Road 2831 | Horseshoe Bay | 78657 |  |  |  | Non-Lead - Plastic | Don't Know | Unknown | No build date recorded/visual inspection completed | Non-Lead - Copper | Unknown | No build date recorded/visual inspection completed | Non-Lead | No | Don't Know
LSLI4122 | 468 | Ranch Road 2831 Qr 4 & 5 | Horseshoe Bay | 78657 |  |  |  | Non-Lead - Plastic | Don't Know | Unknown | No build date recorded/visual inspection completed | Non-Lead - Other | Unknown | No build date recorded/visual inspection completed | Non-Lead | No | No
LSLI4123 |  | SunRay at13th hole/Aplerk | Horseshoe Bay | 78657 |  |  |  | NO SERVICE | Don't Know | Unknown | No build date recorded/visual inspection completed | NO SERVICE | Unknown | No build date recorded/visual inspection completed | Non-Lead | No | No
LSLI4124 | 606 | Rio Deer Creek Villas | Horseshoe Bay | 78657 |  |  |  | Non-Lead - Plastic | Don't Know | Unknown | No build date recorded/visual inspection completed | Non-Lead - Plastic | Unknown | No build date recorded/visual inspection completed | Non-Lead | No | No
LSLI4125 | 526 | Rr 2831 Qr 8 Mtrat3 | Horseshoe Bay | 78657 |  |  |  | Non-Lead - Plastic | Don't Know | Unknown | No build date recorded/visual inspection completed | Non-Lead - Plastic | Unknown | No build date recorded/visual inspection completed | Non-Lead | No | No
LSLI4126 | 203 | Rr-2831 | Horseshoe Bay | 78657 |  |  |  | Non-Lead - Plastic | Don't Know | Unknown | No build date recorded/visual inspection completed | Non-Lead - Plastic | Unknown | No build date recorded/visual inspection completed | Non-Lead | No | No
LSLI4127 |  | FuelSale Acrs Runwy | Horseshoe Bay | 78657 |  |  |  | Non-Lead - Plastic | Don't Know | Unknown | No build date recorded/visual inspection completed | Non-Lead - Plastic | Unknown | No build date recorded/visual inspection completed | Non-Lead | No | No
LSLI4128 | 314 | Short Circuit Clay Court | Horseshoe Bay | 78657 |  |  |  | Non-Lead - Other | Don't Know | Unknown | No build date recorded/visual inspection completed | Non-Lead - Plastic | Unknown | No build date recorded/visual inspection completed | Non-Lead | No | No
LSLI4129 | 404 | Short Circuit Paseo Suite | Horseshoe Bay | 78657 |  |  |  | Galvanized | Don't Know | Unknown | No build date recorded/visual inspection completed | Non-Lead - Plastic | Unknown | No build date recorded/visual inspection completed | Non-Lead | No | No
LSLI4130 | 511 | Sombrero Slick Rock Bathroom | Horseshoe Bay | 78657 |  |  |  | Non-Lead - Plastic | Don't Know | Unknown | No build date recorded/visual inspection completed | Non-Lead - Plastic | Unknown | No build date recorded/visual inspection completed | Non-Lead | No | No
LSLI4131 |  | Front 9 Comfort Station Summit Rock off hi mesa | Horseshoe Bay | 78657 |  |  |  | Non-Lead | Don't Know | Unknown | No build date recorded/visual inspection completed | Non-Lead | Unknown | No build date recorded/visual inspection completed | Non-Lead | No | No
LSLI4132 | 990 | The Cape Marina behind spa | Horseshoe Bay | 78657 |  |  |  | Non-Lead - Plastic | Don't Know | Unknown | No build date recorded/visual inspection completed | Non-Lead - Plastic | Unknown | No build date recorded/visual inspection completed | Non-Lead | No | No
LSLI4133 | 300 | The Hills Rd | Horseshoe Bay | 78657 |  |  |  | Non-Lead - Plastic | Don't Know | Unknown | No build date recorded/visual inspection completed | Non-Lead - Plastic | Unknown | No build date recorded/visual inspection completed | Non-Lead | No | No
LSLI4134 | 210 | The Hills Rd The Hills | Horseshoe Bay | 78657 |  |  |  | Non-Lead - Plastic | Don't Know | Unknown | No build date recorded/visual inspection completed | Non-Lead - Plastic | Unknown | No build date recorded/visual inspection completed | Non-Lead | No | No
LSLI4135 | 310 | The Hills Rd The Hills | Horseshoe Bay | 78657 |  |  |  | Non-Lead - Plastic | Don't Know | Unknown | No build date recorded/visual inspection completed | Non-Lead - Plastic | Unknown | No build date recorded/visual inspection completed | Non-Lead | No | No
LSLI4136 | 539 | The Trails Pkwy Club House | Horseshoe Bay | 78657 |  |  |  | Non-Lead - Plastic | Don't Know | Unknown | No build date recorded/visual inspection completed | Non-Lead - Plastic | Unknown | No build date recorded/visual inspection completed | Non-Lead | No | No
LSLI4137 | 107 | Twilight Quail Point | Horseshoe Bay | 78657 |  |  |  | Non-Lead - Plastic | Don't Know | Unknown | No build date recorded/visual inspection completed | Non-Lead - Plastic | Unknown | No build date recorded/visual inspection completed | Non-Lead | No | No
LSLI4138 | 5900 | W Rm-2147 Hidden Cove Boathouse | Horseshoe Bay | 78657 |  |  |  | Non-Lead - Plastic | Don't Know | Unknown | No build date recorded/visual inspection completed | Non-Lead - Plastic | Unknown | No build date recorded/visual inspection completed | Non-Lead | No | No
LSLI4139 |  | Haney Trace Lot 11&12 | Horseshoe Bay | 78657 |  |  |  | Non-Lead - Plastic | Don't Know | Unknown | No build date recorded/visual inspection completed | Non-Lead - Other | Unknown | No build date recorded/visual inspection completed | Non-Lead | No | No
LSLI4140 | 104 | Yellow Bells | Horseshoe Bay | 78657 |  |  |  | NO SERVICE | Don't Know | Unknown | No build date recorded/visual inspection completed | NO SERVICE | Unknown | No build date recorded/visual inspection completed | Non-Lead | No | No
LSLI4066 | 100 | Bay Point Esca Unit 5 | Horseshoe Bay | 78657 |  |  |  | Non-Lead - Plastic | Don't Know | Unknown | No build date recorded/visual inspection completed | Non-Lead - Plastic | Unknown | No build date recorded/visual inspection completed | Non-Lead | No | No
LSLI4140 | 100 | Bay Point Esca Unit 6 | Horseshoe Bay | 78657 |  |  |  | Non-Lead - Plastic | Don't Know | Unknown | No build date recorded/visual inspection completed | Non-Lead - Plastic | Unknown | No build date recorded/visual inspection completed | Non-Lead | No | No
LSLI4141 | 100 | Bay Point Esca Unit 7 | Horseshoe Bay | 78657 |  |  |  | Non-Lead - Plastic | Don't Know | Unknown | No build date recorded/visual inspection completed | Non-Lead - Plastic | Unknown | No build date recorded/visual inspection completed | Non-Lead | No | No
LSLI4142 | 100 | Bay Point Esca Unit 8 | Horseshoe Bay | 78657 |  |  |  | Non-Lead - Plastic | Don't Know | Unknown | No build date recorded/visual inspection completed | Non-Lead - Plastic | Unknown | No build date recorded/visual inspection completed | Non-Lead | No | No
LSLI4143 | 100 | Bay Point Esca Unit 9 | Horseshoe Bay | 78657 |  |  |  | Non-Lead - Plastic | Don't Know | Unknown | No build date recorded/visual inspection completed | Non-Lead - Plastic | Unknown | No build date recorded/visual inspection completed | Non-Lead | No | No
LSLI4144 | 100 | Bay Point Esca Unit 10 | Horseshoe Bay | 78657 |  |  |  | Non-Lead - Plastic | Don't Know | Unknown | No build date recorded/visual inspection completed | Non-Lead - Plastic | Unknown | No build date recorded/visual inspection completed | Non-Lead | No | No
LSLI4145 | 100 | Bay Point Esca Unit 11 | Horseshoe Bay | 78657 |  |  |  | Non-Lead - Plastic | Don't Know | Unknown | No build date recorded/visual inspection completed | Non-Lead - Plastic | Unknown | No build date recorded/visual inspection completed | Non-Lead | No | No
LSLI4146 | 100 | Bay Point Esca Unit 12 | Horseshoe Bay | 78657 |  |  |  | Non-Lead - Plastic | Don't Know | Unknown | No build date recorded/visual inspection completed | Non-Lead - Plastic | Unknown | No build date recorded/visual inspection completed | Non-Lead | No | No
LSLI4147 | 100 | Bay Point Esca Unit 13 | Horseshoe Bay | 78657 |  |  |  | Non-Lead - Plastic | Don't Know | Unknown | No build date recorded/visual inspection completed | Non-Lead - Plastic | Unknown | No build date recorded/visual inspection completed | Non-Lead | No | No
LSLI4148 | 100 | Bay Point Esca Unit 14 | Horseshoe Bay | 78657 |  |  |  | Non-Lead - Plastic | Don't Know | Unknown | No build date recorded/visual inspection completed | Non-Lead - Plastic | Unknown | No build date recorded/visual inspection completed | Non-Lead | No | No
LSLI4149 | 100 | Bay Point Esca Unit 15 | Horseshoe Bay | 78657 |  |  |  | Non-Lead - Plastic | Don't Know | Unknown | No build date recorded/visual inspection completed | Non-Lead - Plastic | Unknown | No build date recorded/visual inspection completed | Non-Lead | No | No
LSLI4150 | 100 | Bay Point Esca Unit 16 | Horseshoe Bay | 78657 |  |  |  | Non-Lead - Plastic | Don't Know | Unknown | No build date recorded/visual inspection completed | Non-Lead - Plastic | Unknown | No build date recorded/visual inspection completed | Non-Lead | No | No
LSLI4151 | 100 | Bay Point Esca Unit 17 | Horseshoe Bay | 78657 |  |  |  | Non-Lead - Plastic | Don't Know | Unknown | No build date recorded/visual inspection completed | Non-Lead - Plastic | Unknown | No build date recorded/visual inspection completed | Non-Lead | No | No
LSLI4152 | 100 | Bay Point Esca Unit 18 | Horseshoe Bay | 78657 |  |  |  | Non-Lead - Plastic | Don't Know | Unknown | No build date recorded/visual inspection completed | Non-Lead - Plastic | Unknown | No build date recorded/visual inspection completed | Non-Lead | No | No
LSLI4153 | 100 | Bay Point Esca Unit 19 | Horseshoe Bay | 78657 |  |  |  | Non-Lead - Plastic | Don't Know | Unknown | No build date recorded/visual inspection completed | Non-Lead - Plastic | Unknown | No build date recorded/visual inspection completed | Non-Lead | No | No
LSLI4154 | 100 | Bay Point Esca Unit 20 | Horseshoe Bay | 78657 |  |  |  | Non-Lead - Plastic | Don't Know | Unknown | No build date recorded/visual inspection completed | Non-Lead - Plastic | Unknown | No build date recorded/visual inspection completed | Non-Lead | No | No

## GEC Permitted Values (hidden)
Location Information | [7 empty] | System-Owned Portion |  |  |  | Customer-Owned Portion |  |  | Entire Service Line | Other Potential Sources of Lead |  |  | Additional Information to Assign Tap Monitoring Tiering |  |  |  |  | Lead Service Line Replacement (LSLR)
Unique Service Line ID* | Street Number | Street Name* | City* | Zip Code* | Other Location Identifier | GPS Coordinate - Latitude (decimal degrees) | GPS Coordinates - Longitude (decimal degrees) | System-Owned Portion Service Line Material Classification* | If Non-Lead, Was Material Ever Previously Lead? | Service Line Installation Date | Notes | Customer-Owned Portion Service Line Material Classification* | Service Line Installation Date | Notes | Entire Service Line Material Classification (by Water System) | Is there a Lead Connector? | Is there Lead Solder in the Service Line? | List Other Fittings and Equipment Connected to the Service Line that Contain Lead | Building Type Connected to Service Line | Point-of-Entry or Point-of-Use Treatment Present? | Does the Interior Building Plumbing Contain Copper Pipes with Lead Solder Installed Before July 1, 1988? | Current LCR Sampling Site? | Sample Site Selection Criteria (Site Tier) | Date of System-Owned LSLR | Date of Customer-Owned LSLR
[8 empty] | Lead | Yes | Before 1989 |  | Lead | Before 1989 |  | Lead | Yes | Yes |  | Single Family Residence | Yes | Yes | No | Tier 1
[8 empty] | Lead-Lined Galvanized | No | Between 1989 and 2014 |  | Lead-Lined Galvanized | After 2014 |  | Galvanized Requiring Replacement | No | No |  | Multiple Family Residence | No | No | Yes | Tier 2
[8 empty] | Galvanized | Don't Know | After 2014 |  | Galvanized | Between 1989 and 2014 |  | Non-Lead | Don't Know | Don't Know |  | Building | Unknown | Unknown |  | Tier 3
[8 empty] | Non-Lead - Copper |  | Unknown |  | Non-Lead - Copper | Unknown |  | Unknown |  |  |  | Other |  |  |  | Tier 4
[8 empty] | Non-Lead - Plastic |  |  |  | Non-Lead - Plastic | [10 empty] | Tier 5
[8 empty] | Non-Lead - Other |  |  |  | Non-Lead - Other
[8 empty] | Unknown - Likely Lead |  |  |  | Unknown - Likely Lead
[8 empty] | Unknown - Unlikely Lead |  |  |  | Unknown - Unlikely Lead
[8 empty] | Unknown - Material Unknown |  |  |  | Unknown - Material Unknown
[8 empty] | Non-Lead |  |  |  | Non-Lead